3 | Uniview | UN-IPC2328SBR5-DPZ | UNV - Ultra H.265 - 8MP Vari-Focal automatic focusing Bullet Camera | <p><strong>FEATURES</strong></p> <ul> <li>Day/night functionality</li> <li>Smart IR, up to 50m (164 ft) IR distance</li> <li>Up to 120 dB Optical WDR (Wide Dynamic Range)</li> <li>2D/3D DNR(Digital Noise Reduction)</li> </ul> <p><strong>PRODUCT SPECIFICATIONS</strong></p> <table style="width: 524px;"> <tbody> <tr style="height: 45px;"> <td style="height: 45px; width: 194.299px;">Brand</td> <td style="height: 45px; width: 311.701px;"> <p class="h1 page-title">Uniview</p> </td> </tr> <tr style="height: 35px;"> <td style="height: 35px; width: 194.299px;">Item model number</td> <td style="height: 35px; width: 311.701px;"> <p>UN-IPC2328SBR5-DPZ</p> </td> </tr> <tr style="height: 49px;"> <td style="height: 49px; width: 194.299px;">Product Type</td> <td style="height: 49px; width: 311.701px;"> <p>Bullet Camera</p> </td> </tr> <tr style="height: 49px;"> <td style="height: 49px; width: 194.299px;">Sensor</td> <td style="height: 49px; width: 311.701px;"> <p>1/2", progressive scan, 8.0 megapixel, CMOS</p> </td> </tr> <tr style="height: 49px;"> <td style="height: 49px; width: 194.299px;">Minimum Illumination</td> <td style="height: 49px; width: 311.701px;">Colour: 0.005 Lux (F1.5, AGC ON) 0 Lux with IR on</td> </tr> <tr style="height: 50.5486px;"> <td style="height: 50.5486px; width: 194.299px;">Day/Night</td> <td style="height: 50.5486px; width: 311.701px;">IR-cut filter with auto switch (ICR)</td> </tr> <tr style="height: 49px;"> <td style="height: 49px; width: 194.299px;">Digital noise reduction&nbsp;</td> <td style="height: 49px; width: 311.701px;">2D/3D DNR</td> </tr> <tr style="height: 49px;"> <td style="height: 49px; width: 194.299px;">S/N</td> <td style="height: 49px; width: 311.701px;">&gt;52dB</td> </tr> <tr style="height: 49px;"> <td style="height: 49px; width: 194.299px;">IR Range</td> <td style="height: 49px; width: 311.701px;">Up to 50m (164 ft) IR range</td> </tr> <tr style="height: 49px;"> <td style="height: 49px; width: 194.299px;">Defog</td> <td style="height: 49px; width: 311.701px;">Digital Defog</td> </tr> <tr style="height: 49px;"> <td style="height: 49px; width: 194.299px;">Video Compression</td> <td style="height: 49px; width: 311.701px;">Ultra 265,H.265, H.264,MJPEG</td> </tr> </tbody> </table> | Smart Analytics, 12V DC, PoE, IR 50m, 2.8-12mm Motorised lens, IP67, Micro SD 128GB | 4123 | 5453 | 1429 | IN STOCK at EXTERNAL supplier. <br> If ordered before 10AM: <br>DELIVERED next business day (main centres) <br>or 3-5 business days (regional areas or large items)<br> COLLECTION from Geewiz available Same Day (approx 4:30pm) | Miro | 1 | https://miro.co.za/img/p/2/3/2/5/2325.jpg | https://miro.co.za/index.php?controller=attachment&id_attachment=3243 | UN-IPC2328SBR5-DPZ Data Sheet
3 | Uniview | UN-IPC2325EBR5-DUPZ | UNV - Ultra H.265 - 5MP WDR Starlight (Motorised) Vari-Focal Bullet Camera | <p><strong>FEATURES</strong></p> <ul> <li>Day/night functionality</li> <li>Smart IR, up to 50m (164 ft) IR distance</li> <li>Up to 120 dB Optical WDR (Wide Dynamic Range)</li> <li>3D DNR (Digital Noise Reduction)</li> </ul> <p><strong>PRODUCT SPECIFICATIONS</strong></p> <table style="width: 523px;"> <tbody> <tr style="height: 45px;"> <td style="height: 45px; width: 194.194px;">Brand</td> <td style="height: 45px; width: 310.806px;"> <p class="h1 page-title">Uniview</p> </td> </tr> <tr style="height: 35px;"> <td style="height: 35px; width: 194.194px;">Item model number</td> <td style="height: 35px; width: 310.806px;"> <p>UN-IPC2325EBR5-DUPZ</p> </td> </tr> <tr style="height: 49px;"> <td style="height: 49px; width: 194.194px;">Product Type</td> <td style="height: 49px; width: 310.806px;"> <p>Bullet Camera</p> </td> </tr> <tr style="height: 49px;"> <td style="height: 49px; width: 194.194px;">Sensor</td> <td style="height: 49px; width: 310.806px;"> <p>1/2.7", 5 megapixel, progressive scan CMOS</p> </td> </tr> <tr style="height: 49px;"> <td style="height: 49px; width: 194.194px;">Minimum Illumination</td> <td style="height: 49px; width: 310.806px;">Colour: 0.0005 Lux (F1.2, AGC ON) 0 Lux with IR on</td> </tr> <tr style="height: 50.5486px;"> <td style="height: 50.5486px; width: 194.194px;">Day/Night</td> <td style="height: 50.5486px; width: 310.806px;">IR-cut filter with auto switch (ICR)</td> </tr> <tr style="height: 49px;"> <td style="height: 49px; width: 194.194px;">Angle of View(H)</td> <td style="height: 49px; width: 310.806px;">105&deg; ~ 33&deg;</td> </tr> <tr style="height: 49px;"> <td style="height: 49px; width: 194.194px;">S/N</td> <td style="height: 49px; width: 310.806px;">&gt;52dB</td> </tr> <tr style="height: 49px;"> <td style="height: 49px; width: 194.194px;">IR Range</td> <td style="height: 49px; width: 310.806px;">Up to 50m (164 ft) IR range</td> </tr> <tr style="height: 49px;"> <td style="height: 49px; width: 194.194px;">Max. Resolution</td> <td style="height: 49px; width: 310.806px;">2592 &times; 1944</td> </tr> <tr style="height: 49px;"> <td style="height: 49px; width: 194.194px;">Video Compression</td> <td style="height: 49px; width: 310.806px;">H.265, H.264, MJPEG</td> </tr> </tbody> </table> | Smart Analytics, 12V DC, PoE, IR 50m, 2.7-13.5 mm lens, IP67, Micro SD 128GB | 3481 | 4604 | 1429 | IN STOCK at EXTERNAL supplier. <br> If ordered before 10AM: <br>DELIVERED next business day (main centres) <br>or 3-5 business days (regional areas or large items)<br> COLLECTION from Geewiz available Same Day (approx 4:30pm) | Miro | 1 | https://miro.co.za/img/p/2/3/1/9/2319.jpg | https://miro.co.za/index.php?controller=attachment&id_attachment=3241 | UN-IPC2325EBR5-DUPZ Data Sheet
3 | Uniview | UN-IPC252ERA-X22DUG | UNV - Ultra H.265 - 2MP 22x Optical Zoom Starlight WDR Bullet Camera | <p><strong>FEATURES</strong></p> <ul> <li>Starlight illumination</li> <li>Smart IR, up to 50m (164 ft) IR distance</li> <li>Up to 120 dB Optical WDR (Wide Dynamic Range)</li> <li>Optical glass window with higher light transmittance</li> </ul> <p><strong>PRODUCT SPECIFICATIONS</strong></p> <table style="width: 523px;"> <tbody> <tr style="height: 45px;"> <td style="height: 45px; width: 194.194px;">Brand</td> <td style="height: 45px; width: 310.806px;"> <p class="h1 page-title">Uniview</p> </td> </tr> <tr style="height: 35px;"> <td style="height: 35px; width: 194.194px;">Item model number</td> <td style="height: 35px; width: 310.806px;"> <p>UN-IPC252ERA-X22DUG</p> </td> </tr> <tr style="height: 49px;"> <td style="height: 49px; width: 194.194px;">Product Type</td> <td style="height: 49px; width: 310.806px;"> <p>Bullet Camera</p> </td> </tr> <tr style="height: 49px;"> <td style="height: 49px; width: 194.194px;">Sensor</td> <td style="height: 49px; width: 310.806px;"> <p>1/1.9", 2 megapixel, progressive scan CMOS</p> </td> </tr> <tr style="height: 49px;"> <td style="height: 49px; width: 194.194px;">Minimum Illumination</td> <td style="height: 49px; width: 310.806px;">Colour: 0.002 Lux (F1.5, AGC ON) 0 Lux with IR</td> </tr> <tr style="height: 50.5486px;"> <td style="height: 50.5486px; width: 194.194px;">Day/Night</td> <td style="height: 50.5486px; width: 310.806px;">IR-cut filter with auto switch (ICR)</td> </tr> <tr style="height: 49px;"> <td style="height: 49px; width: 194.194px;">Angle of View(H)</td> <td style="height: 49px; width: 310.806px;">59&deg;(wide) ~ 3&deg;(tele)</td> </tr> <tr style="height: 49px;"> <td style="height: 49px; width: 194.194px;">S/N</td> <td style="height: 49px; width: 310.806px;">&gt;52dB</td> </tr> <tr style="height: 49px;"> <td style="height: 49px; width: 194.194px;">Iris</td> <td style="height: 49px; width: 310.806px;">Auto/Manual, F1.5~F3.4, DC-Iris</td> </tr> <tr style="height: 49px;"> <td style="height: 49px; width: 194.194px;">Max. Resolution</td> <td style="height: 49px; width: 310.806px;">1920 x 1080</td> </tr> <tr style="height: 49px;"> <td style="height: 49px; width: 194.194px;">Video Compression</td> <td style="height: 49px; width: 310.806px;">H.265, H.264, MJPEG</td> </tr> </tbody> </table> | Smart Analytics, 24V AC No PSU, IR 200m, 6.5-143mm lens, IP67, Micro SD 128GB, Support Fiber | 7999 | 10579 | 1429 | IN STOCK at EXTERNAL supplier. <br> If ordered before 10AM: <br>DELIVERED next business day (main centres) <br>or 3-5 business days (regional areas or large items)<br> COLLECTION from Geewiz available Same Day (approx 4:30pm) | Miro | 1 | https://miro.co.za/img/p/2/3/2/8/2328.jpg | https://miro.co.za/index.php?controller=attachment&id_attachment=3245 | UN-IPC252ERA-X22DUG Data Sheet
3 | Uniview | UN-IPC242ER5-DL | UNV - H.264 - 2MP Vari-Focal Bullet Camera | <p><strong>FEATURES</strong></p> <ul> <li>Lowlight surveillance</li> <li>Smart IR, up to 50m (164 ft) IR distance</li> <li>Up to 120 dB Optical WDR (Wide Dynamic Range)</li> <li>Optical glass window with higher light transmittance</li> </ul> <p><strong>PRODUCT SPECIFICATIONS</strong></p> <table style="width: 523px;"> <tbody> <tr style="height: 45px;"> <td style="height: 45px; width: 194.194px;">Brand</td> <td style="height: 45px; width: 310.806px;"> <p class="h1 page-title">Uniview</p> </td> </tr> <tr style="height: 35px;"> <td style="height: 35px; width: 194.194px;">Item model number</td> <td style="height: 35px; width: 310.806px;"> <p>UN-IPC242ER5-DL</p> </td> </tr> <tr style="height: 49px;"> <td style="height: 49px; width: 194.194px;">Product Type</td> <td style="height: 49px; width: 310.806px;"> <p>Bullet Camera</p> </td> </tr> <tr style="height: 49px;"> <td style="height: 49px; width: 194.194px;">Sensor</td> <td style="height: 49px; width: 310.806px;"> <p>1/2.8", 2 megapixel, progressive scan CMOS&nbsp;</p> </td> </tr> <tr style="height: 49.0556px;"> <td style="height: 49.0556px; width: 194.194px;">Lens</td> <td style="height: 49.0556px; width: 310.806px;"> <p>7 ~ 22 mm@F1.4; Angle of View (H)43&deg;~ 14&deg;&nbsp;</p> </td> </tr> <tr style="height: 50px;"> <td style="height: 50px; width: 194.194px;">Day/Night</td> <td style="height: 50px; width: 310.806px;">IR-cut filter with auto switch (ICR)</td> </tr> <tr style="height: 49px;"> <td style="height: 49px; width: 194.194px;">Wide Dynamic Range</td> <td style="height: 49px; width: 310.806px;">120 dB</td> </tr> <tr style="height: 49px;"> <td style="height: 49px; width: 194.194px;">S/N</td> <td style="height: 49px; width: 310.806px;">&gt;52dB</td> </tr> <tr style="height: 49px;"> <td style="height: 49px; width: 194.194px;">IR</td> <td style="height: 49px; width: 310.806px;">Smart-IR ,up to 50m (164 ft) IR range&nbsp;</td> </tr> <tr style="height: 49px;"> <td style="height: 49px; width: 194.194px;">Max. Resolution</td> <td style="height: 49px; width: 310.806px;">1920 &times; 1080</td> </tr> <tr style="height: 49px;"> <td style="height: 49px; width: 194.194px;">Video Compression</td> <td style="height: 49px; width: 310.806px;">H.264,MJPEG</td> </tr> </tbody> </table> | No Analytics, 12 VDC, PoE, IR 50m, 7-22mm lens, IP66 | 4488 | 5935 | 1429 | IN STOCK at EXTERNAL supplier. <br> If ordered before 10AM: <br>DELIVERED next business day (main centres) <br>or 3-5 business days (regional areas or large items)<br> COLLECTION from Geewiz available Same Day (approx 4:30pm) | Miro | 1 | https://miro.co.za/img/p/2/9/0/2/2902.jpg | https://miro.co.za/index.php?controller=attachment&id_attachment=3244 | UN-IPC242ER5-DL Data Sheet
3 | Uniview | UN-IPC252ERA-X22DUP | UNV - Ultra H.265 - 2MP 22x Optical Zoom Strarlight WDR Bullet Camera | <p><strong>FEATURES</strong></p> <ul> <li>Starlight illumination</li> <li>Smart IR, up to 50m (164 ft) IR distance</li> <li>Up to 120 dB Optical WDR (Wide Dynamic Range)</li> <li>Optical glass window with higher light transmittance</li> </ul> <p><strong>PRODUCT SPECIFICATIONS</strong></p> <table style="width: 523px;"> <tbody> <tr style="height: 45px;"> <td style="height: 45px; width: 194.194px;">Brand</td> <td style="height: 45px; width: 310.806px;"> <p class="h1 page-title">Uniview</p> </td> </tr> <tr style="height: 35px;"> <td style="height: 35px; width: 194.194px;">Item model number</td> <td style="height: 35px; width: 310.806px;"> <p>UN-IPC252ERA-X22DUP</p> </td> </tr> <tr style="height: 49px;"> <td style="height: 49px; width: 194.194px;">Product Type</td> <td style="height: 49px; width: 310.806px;"> <p>Bullet Camera</p> </td> </tr> <tr style="height: 49px;"> <td style="height: 49px; width: 194.194px;">Sensor</td> <td style="height: 49px; width: 310.806px;"> <p>1/1.8", progressive scan, 2.0 megapixel, CMOS</p> </td> </tr> <tr style="height: 49.0556px;"> <td style="height: 49.0556px; width: 194.194px;">Lens</td> <td style="height: 49.0556px; width: 310.806px;"> <p>6.5~143mm, AF automatic focusing and motorized zoom lens</p> </td> </tr> <tr style="height: 50px;"> <td style="height: 50px; width: 194.194px;">Day/Night</td> <td style="height: 50px; width: 310.806px;">IR-cut filter with auto switch (ICR)</td> </tr> <tr style="height: 49px;"> <td style="height: 49px; width: 194.194px;">Wide Dynamic Range</td> <td style="height: 49px; width: 310.806px;">120 dB</td> </tr> <tr style="height: 49px;"> <td style="height: 49px; width: 194.194px;">Iris</td> <td style="height: 49px; width: 310.806px;">Auto/Manual, F1.5~F3.4, DC-Iris</td> </tr> <tr style="height: 49px;"> <td style="height: 49px; width: 194.194px;">S/N</td> <td style="height: 49px; width: 310.806px;">&gt;52 dB</td> </tr> <tr style="height: 49px;"> <td style="height: 49px; width: 194.194px;">IR Range</td> <td style="height: 49px; width: 310.806px;">up to 200 m (656 ft) IR range</td> </tr> <tr style="height: 49px;"> <td style="height: 49px; width: 194.194px;">Video Compression</td> <td style="height: 49px; width: 310.806px;">Ultra 265, H.265, H.264, MJPEG</td> </tr> </tbody> </table> | Smart Analytics, 24V AC, PoE, IR 200m, 6.5-143mm lens, IP67, Micro SD 256GB, Support Fiber | 11646 | 15402 | 1429 | IN STOCK at EXTERNAL supplier. <br> If ordered before 10AM: <br>DELIVERED next business day (main centres) <br>or 3-5 business days (regional areas or large items)<br> COLLECTION from Geewiz available Same Day (approx 4:30pm) | Miro | 1 | https://miro.co.za/img/p/2/3/3/1/2331.jpg | https://miro.co.za/index.php?controller=attachment&id_attachment=3246 | UN-IPC252ERA-X22DUP Data Sheet
3 | Uniview | UN-IPC262EBR9-HDUPZ | UNV - Ultra H.265 - 2MP 4x Optical Zoom Starlight Automatic Focus and Motorised Bullet Camera | <p><strong>FEATURES</strong></p> <ul> <li>Starlight illumination</li> <li>Smart IR, up to 50m (164 ft) IR distance</li> <li>Up to 120 dB Optical WDR (Wide Dynamic Range)</li> <li>Optical glass window with higher light transmittance</li> </ul> <p><strong>PRODUCT SPECIFICATIONS</strong></p> <table style="width: 523px;"> <tbody> <tr style="height: 45px;"> <td style="height: 45px; width: 194.194px;">Brand</td> <td style="height: 45px; width: 310.806px;"> <p class="h1 page-title">Uniview</p> </td> </tr> <tr style="height: 35px;"> <td style="height: 35px; width: 194.194px;">Item model number</td> <td style="height: 35px; width: 310.806px;"> <p>UN-IPC262EBR9-HDUPZ</p> </td> </tr> <tr style="height: 49px;"> <td style="height: 49px; width: 194.194px;">Product Type</td> <td style="height: 49px; width: 310.806px;"> <p>Bullet Camera</p> </td> </tr> <tr style="height: 49px;"> <td style="height: 49px; width: 194.194px;">Sensor</td> <td style="height: 49px; width: 310.806px;"> <p>1/1.8", progressive scan,2megapixel, CMOS</p> </td> </tr> <tr style="height: 49.0556px;"> <td style="height: 49.0556px; width: 194.194px;">Iris</td> <td style="height: 49.0556px; width: 310.806px;"> <p>DC-Iris</p> </td> </tr> <tr style="height: 50px;"> <td style="height: 50px; width: 194.194px;">Day/Night</td> <td style="height: 50px; width: 310.806px;">IR-cut filter with auto switch (ICR)</td> </tr> <tr style="height: 49px;"> <td style="height: 49px; width: 194.194px;">Minimum Illumination</td> <td style="height: 49px; width: 310.806px;">Colour: 0.001 Lux (F1.5, AGC ON) 0 Lux with IR</td> </tr> <tr style="height: 49px;"> <td style="height: 49px; width: 194.194px;">Digital noise reduction</td> <td style="height: 49px; width: 310.806px;">2D/3D DNR</td> </tr> <tr style="height: 49px;"> <td style="height: 49px; width: 194.194px;">S/N</td> <td style="height: 49px; width: 310.806px;">&gt;52 dB</td> </tr> <tr style="height: 49px;"> <td style="height: 49px; width: 194.194px;">IR Range</td> <td style="height: 49px; width: 310.806px;">Smart-IR ,up to 100m (328ft) IR range</td> </tr> <tr style="height: 49px;"> <td style="height: 49px; width: 194.194px;">Video Compression</td> <td style="height: 49px; width: 310.806px;">Ultra 265,H.265, H.264, MJPEG</td> </tr> </tbody> </table> | Smart Analytics, 24V AC, DC12V, PoE, IR 100m, 2.8-12mm Motorised lens, IP67, Micro SD 256GB | 6063 | 8018 | 1429 | IN STOCK at EXTERNAL supplier. <br> If ordered before 10AM: <br>DELIVERED next business day (main centres) <br>or 3-5 business days (regional areas or large items)<br> COLLECTION from Geewiz available Same Day (approx 4:30pm) | Miro | 1 | https://miro.co.za/img/p/2/3/3/4/2334.jpg | https://miro.co.za/index.php?controller=attachment&id_attachment=3247 | UN-IPC262EBR9-HDUPZ Data Sheet
3 | Uniview | UN-IPC262ER9-DUZ | UNV - Ultra H.265 - 2MP Starlight Vari-Focal Bullet Camera | <p><strong>FEATURES</strong></p> <ul> <li>Starlight illumination</li> <li>Smart IR, up to 50m (164 ft) IR distance</li> <li>Up to 120 dB Optical WDR (Wide Dynamic Range)</li> <li>Optical glass window with higher light transmittance</li> </ul> <p><strong>PRODUCT SPECIFICATIONS</strong></p> <table style="width: 523px;"> <tbody> <tr style="height: 45px;"> <td style="height: 45px; width: 194.194px;">Brand</td> <td style="height: 45px; width: 310.806px;"> <p class="h1 page-title">Uniview</p> </td> </tr> <tr style="height: 35px;"> <td style="height: 35px; width: 194.194px;">Item model number</td> <td style="height: 35px; width: 310.806px;"> <p>UN-IPC262ER9-DUZ</p> </td> </tr> <tr style="height: 49px;"> <td style="height: 49px; width: 194.194px;">Product Type</td> <td style="height: 49px; width: 310.806px;"> <p>Bullet Camera</p> </td> </tr> <tr style="height: 49px;"> <td style="height: 49px; width: 194.194px;">Sensor</td> <td style="height: 49px; width: 310.806px;"> <p>1/2.8", 2 megapixel, progressive scan CMOS</p> </td> </tr> <tr style="height: 49.0556px;"> <td style="height: 49.0556px; width: 194.194px;">Angle of View (H)</td> <td style="height: 49.0556px; width: 310.806px;"> <p>97&deg;(wide)~ 35&deg;(tele)</p> </td> </tr> <tr style="height: 50px;"> <td style="height: 50px; width: 194.194px;">Day/Night</td> <td style="height: 50px; width: 310.806px;">IR-cut filter with auto switch (ICR)</td> </tr> <tr style="height: 49px;"> <td style="height: 49px; width: 194.194px;">Minimum Illumination</td> <td style="height: 49px; width: 310.806px;">Colour: 0.002 Lux (F1.6, AGC ON) 0 Lux with IR</td> </tr> <tr style="height: 49px;"> <td style="height: 49px; width: 194.194px;">IR</td> <td style="height: 49px; width: 310.806px;">Smart-IR ,up to 100m (328ft) IR range</td> </tr> <tr style="height: 49px;"> <td style="height: 49px; width: 194.194px;">S/N</td> <td style="height: 49px; width: 310.806px;">&gt;52 dB</td> </tr> <tr style="height: 49px;"> <td style="height: 49px; width: 194.194px;">WDR</td> <td style="height: 49px; width: 310.806px;">120dB</td> </tr> <tr style="height: 49px;"> <td style="height: 49px; width: 194.194px;">Video Compression</td> <td style="height: 49px; width: 310.806px;">H.265, H.264, MJPEG</td> </tr> </tbody> </table> | Smart Analytics, 12V DC, PoE, IR 100m, 2.8-12mm lens, IP67, SD Slot | 4761 | 6296 | 1429 | IN STOCK at EXTERNAL supplier. <br> If ordered before 10AM: <br>DELIVERED next business day (main centres) <br>or 3-5 business days (regional areas or large items)<br> COLLECTION from Geewiz available Same Day (approx 4:30pm) | Miro | 1 | https://miro.co.za/img/p/2/3/3/7/2337.jpg | https://miro.co.za/index.php?controller=attachment&id_attachment=3249 | UN-IPC262ER9-DUZ Data Sheet
3 | Uniview | UN-IPC262ER9-DUZITME | UNV - Ultra H.265 - 2MP LPR CAMERA | <p><strong>FEATURES</strong></p> <ul> <li>Starlight illumination</li> <li>Smart IR, up to 50m (164 ft) IR distance</li> <li>Up to 120 dB Optical WDR (Wide Dynamic Range)</li> <li>Optical glass window with higher light transmittance</li> </ul> <p><strong>PRODUCT SPECIFICATIONS</strong></p> <table style="width: 523px;"> <tbody> <tr style="height: 45px;"> <td style="height: 45px; width: 194.194px;">Brand</td> <td style="height: 45px; width: 310.806px;"> <p class="h1 page-title">Uniview</p> </td> </tr> <tr style="height: 35px;"> <td style="height: 35px; width: 194.194px;">Item model number</td> <td style="height: 35px; width: 310.806px;"> <p>UN-IPC262ER9-DUZITME</p> </td> </tr> <tr style="height: 49px;"> <td style="height: 49px; width: 194.194px;">Product Type</td> <td style="height: 49px; width: 310.806px;"> <p>LPR CAMERA</p> </td> </tr> <tr style="height: 49px;"> <td style="height: 49px; width: 194.194px;">Sensor</td> <td style="height: 49px; width: 310.806px;"> <p>1/2.8", progressive scan,2.0megapixel, CMOS</p> </td> </tr> <tr style="height: 49.0556px;"> <td style="height: 49.0556px; width: 194.194px;">Angle of View (H)</td> <td style="height: 49.0556px; width: 310.806px;"> <p>65&deg;~9&deg;</p> </td> </tr> <tr style="height: 50px;"> <td style="height: 50px; width: 194.194px;">Day/Night</td> <td style="height: 50px; width: 310.806px;">IR-cut filter with auto switch (ICR)</td> </tr> <tr style="height: 49px;"> <td style="height: 49px; width: 194.194px;">Digital noise reduction</td> <td style="height: 49px; width: 310.806px;">2D/3D DNR</td> </tr> <tr style="height: 49px;"> <td style="height: 49px; width: 194.194px;">S/N</td> <td style="height: 49px; width: 310.806px;">&gt;52dB</td> </tr> <tr style="height: 49px;"> <td style="height: 49px; width: 194.194px;">IR Range</td> <td style="height: 49px; width: 310.806px;">Smart-IR ,up to 100m (328ft) IR range</td> </tr> <tr style="height: 49px;"> <td style="height: 49px; width: 194.194px;">WDR</td> <td style="height: 49px; width: 310.806px;">120dB</td> </tr> <tr style="height: 49px;"> <td style="height: 49px; width: 194.194px;">Video Compression</td> <td style="height: 49px; width: 310.806px;">Ultra 265,H.265, H.264, MJPEG</td> </tr> </tbody> </table> | Smart Analytics, 12V DC 24V AC, PoE, 4.7-47.00mm lens, IR 100m, SD Slot 256 GB | 10179 | 13462 | 1429 | IN STOCK at EXTERNAL supplier. <br> If ordered before 10AM: <br>DELIVERED next business day (main centres) <br>or 3-5 business days (regional areas or large items)<br> COLLECTION from Geewiz available Same Day (approx 4:30pm) | Miro | 1 | https://miro.co.za/img/p/2/3/4/0/2340.jpg | https://miro.co.za/index.php?controller=attachment&id_attachment=3248 | UN-IPC262ER9-DUZITME Data Sheet
3 | Uniview | UN-IPC262ER9-X10DU | UNV - Ultra H.265 - 2MP Vari Focal, 10x Optical Zoom Starlight Bullet Camera | <p><strong>FEATURES</strong></p> <ul> <li>Starlight illumination</li> <li>Smart IR, up to 50m (164 ft) IR distance</li> <li>Up to 120 dB Optical WDR (Wide Dynamic Range)</li> <li>Optical glass window with higher light transmittance</li> </ul> <p><strong>PRODUCT SPECIFICATIONS</strong></p> <table style="width: 522px;"> <tbody> <tr style="height: 45px;"> <td style="height: 45px; width: 194.194px;">Brand</td> <td style="height: 45px; width: 309.806px;"> <p class="h1 page-title">Uniview</p> </td> </tr> <tr style="height: 35px;"> <td style="height: 35px; width: 194.194px;">Item model number</td> <td style="height: 35px; width: 309.806px;"> <p>UN-IPC262ER9-X10DU</p> </td> </tr> <tr style="height: 49px;"> <td style="height: 49px; width: 194.194px;">Product Type</td> <td style="height: 49px; width: 309.806px;"> <p>Bullet Camera</p> </td> </tr> <tr style="height: 49px;"> <td style="height: 49px; width: 194.194px;">Sensor</td> <td style="height: 49px; width: 309.806px;"> <p>1/2.8", progressive scan, 2.0 megapixel, CMOS</p> </td> </tr> <tr style="height: 49.0556px;"> <td style="height: 49.0556px; width: 194.194px;">Iris</td> <td style="height: 49.0556px; width: 309.806px;"> <p>Auto/Manual, F1.6~F3.0, DC-Iris</p> </td> </tr> <tr style="height: 50px;"> <td style="height: 50px; width: 194.194px;">Day/Night</td> <td style="height: 50px; width: 309.806px;">IR-cut filter with auto switch (ICR)</td> </tr> <tr style="height: 49px;"> <td style="height: 49px; width: 194.194px;">Digital noise reduction</td> <td style="height: 49px; width: 309.806px;">2D/3D DNR</td> </tr> <tr style="height: 49px;"> <td style="height: 49px; width: 194.194px;">S/N</td> <td style="height: 49px; width: 309.806px;">&gt;52dB</td> </tr> <tr style="height: 49px;"> <td style="height: 49px; width: 194.194px;">IR Range</td> <td style="height: 49px; width: 309.806px;">Smart-IR ,up to 100m (328ft) IR range</td> </tr> <tr style="height: 49px;"> <td style="height: 49px; width: 194.194px;">WDR</td> <td style="height: 49px; width: 309.806px;">120dB</td> </tr> <tr style="height: 49px;"> <td style="height: 49px; width: 194.194px;">Video Compression</td> <td style="height: 49px; width: 309.806px;">Ultra 265,H.265, H.264, MJPEG</td> </tr> </tbody> </table> | Smart Analytics, 12V DC, PoE, IR 100m, 4.7- 47mm Motorised lens, IP 67, Micro SD 128GB | 5822 | 7700 | 1429 | IN STOCK at EXTERNAL supplier. <br> If ordered before 10AM: <br>DELIVERED next business day (main centres) <br>or 3-5 business days (regional areas or large items)<br> COLLECTION from Geewiz available Same Day (approx 4:30pm) | Miro | 1 | https://miro.co.za/img/p/2/3/4/3/2343.jpg | https://miro.co.za/index.php?controller=attachment&id_attachment=3250 | UN-IPC262ER9-X10DU Data Sheet
3 | Uniview | UN-IPC3232ER-DV-C | UNV - Ultra H 265 - 2MP Vari Focal Dome Camera | <p><strong>FEATURES</strong></p> <ul> <li>Day/night functionality</li> <li>Smart IR, up to 50m (164 ft) IR distance</li> <li>Lowlight surveillance</li> <li>2D/3D DNR (Digital Noise Reduction)</li> </ul> <p><strong>PRODUCT SPECIFICATIONS</strong></p> <table style="width: 522px;"> <tbody> <tr style="height: 45px;"> <td style="height: 45px; width: 194.194px;">Brand</td> <td style="height: 45px; width: 309.806px;"> <p class="h1 page-title">Uniview</p> </td> </tr> <tr style="height: 35px;"> <td style="height: 35px; width: 194.194px;">Item model number</td> <td style="height: 35px; width: 309.806px;"> <p>UN-IPC3232ER-DV-C</p> </td> </tr> <tr style="height: 49px;"> <td style="height: 49px; width: 194.194px;">Product Type</td> <td style="height: 49px; width: 309.806px;"> <p>Camera</p> </td> </tr> <tr style="height: 49px;"> <td style="height: 49px; width: 194.194px;">Sensor</td> <td style="height: 49px; width: 309.806px;"> <p>1/2.9", progressive scan,2.0 megapixel, CMOS</p> </td> </tr> <tr style="height: 49.0556px;"> <td style="height: 49.0556px; width: 194.194px;">Lens</td> <td style="height: 49.0556px; width: 309.806px;"> <p>2.8~12mm@ F1.4</p> </td> </tr> <tr style="height: 50px;"> <td style="height: 50px; width: 194.194px;">Day/Night</td> <td style="height: 50px; width: 309.806px;">IR-cut filter with auto switch (ICR)</td> </tr> <tr style="height: 49px;"> <td style="height: 49px; width: 194.194px;">Digital noise reduction</td> <td style="height: 49px; width: 309.806px;">2D/3D DNR</td> </tr> <tr style="height: 49px;"> <td style="height: 49px; width: 194.194px;">S/N</td> <td style="height: 49px; width: 309.806px;">&gt;52dB</td> </tr> <tr style="height: 49px;"> <td style="height: 49px; width: 194.194px;">IR Range</td> <td style="height: 49px; width: 309.806px;">Up to 30m (98 ft) IR range</td> </tr> <tr style="height: 49px;"> <td style="height: 49px; width: 194.194px;">WDR</td> <td style="height: 49px; width: 309.806px;">120dB</td> </tr> <tr style="height: 49px;"> <td style="height: 49px; width: 194.194px;">Video Compression</td> <td style="height: 49px; width: 309.806px;">Ultra 265,H.265, H.264, MJPEG</td> </tr> </tbody> </table> | Smart Analytics, 12V DC, PoE, IR 30m, 2.8 - 12mm lens, IP 67, IK10, Micro SD 128GB | 1961 | 2593 | 1428 | IN STOCK at EXTERNAL supplier. <br> If ordered before 10AM: <br>DELIVERED next business day (main centres) <br>or 3-5 business days (regional areas or large items)<br> COLLECTION from Geewiz available Same Day (approx 4:30pm) | Miro | 1 | https://miro.co.za/img/p/2/3/8/2/2382.jpg | https://miro.co.za/index.php?controller=attachment&id_attachment=3263 | UN-IPC3232ER-DV-C Data Sheet
3 | Uniview | UN-IPC324LR3-VSPF28-D | UNV - Ultra H.265 - 4MP Vandal Resistant Fixed Dome Camera | <p><strong>FEATURES</strong></p> <ul> <li>Day/night functionality</li> <li>Smart IR, up to 50m (164 ft) IR distance</li> <li>Lowlight surveillance</li> <li>2D/3D DNR (Digital Noise Reduction)</li> </ul> <p><strong>PRODUCT SPECIFICATIONS</strong></p> <table style="width: 521px;"> <tbody> <tr style="height: 45px;"> <td style="height: 45px; width: 196.955px;">Brand</td> <td style="height: 45px; width: 306.045px;"> <p class="h1 page-title">Uniview</p> </td> </tr> <tr style="height: 35px;"> <td style="height: 35px; width: 196.955px;">Item model number</td> <td style="height: 35px; width: 306.045px;"> <p>UN-IPC324LR3-VSPF28-D</p> </td> </tr> <tr style="height: 49px;"> <td style="height: 49px; width: 196.955px;">Product Type</td> <td style="height: 49px; width: 306.045px;"> <p>Camera</p> </td> </tr> <tr style="height: 49px;"> <td style="height: 49px; width: 196.955px;">Sensor</td> <td style="height: 49px; width: 306.045px;"> <p>1/3", progressive scan, 4.0 megapixel, CMOS</p> </td> </tr> <tr style="height: 49.0556px;"> <td style="height: 49.0556px; width: 196.955px;">Minimum Illumination</td> <td style="height: 49.0556px; width: 306.045px;"> <p>Colour: 0.03 Lux (F2.0, AGC ON) 0Lux with IR</p> </td> </tr> <tr style="height: 50px;"> <td style="height: 50px; width: 196.955px;">Day/Night</td> <td style="height: 50px; width: 306.045px;">IR-cut filter with auto switch (ICR)</td> </tr> <tr style="height: 49px;"> <td style="height: 49px; width: 196.955px;">Digital noise reduction</td> <td style="height: 49px; width: 306.045px;">2D/3D DNR</td> </tr> <tr style="height: 49px;"> <td style="height: 49px; width: 196.955px;">S/N</td> <td style="height: 49px; width: 306.045px;">&gt;52dB</td> </tr> <tr style="height: 49px;"> <td style="height: 49px; width: 196.955px;">IR Range</td> <td style="height: 49px; width: 306.045px;">Up to 30m (98 ft) IR range</td> </tr> <tr style="height: 49px;"> <td style="height: 49px; width: 196.955px;">Defog</td> <td style="height: 49px; width: 306.045px;">Digital Defog</td> </tr> <tr style="height: 49px;"> <td style="height: 49px; width: 196.955px;">Video Compression</td> <td style="height: 49px; width: 306.045px;">Ultra 265,H.265,H.264,MJPEG</td> </tr> </tbody> </table> | Smart Analytics, 12V DC, PoE, IR 30m, 2.8 mm lens, IP 67, IK10 | 784 | 1037 | 1428 | IN STOCK at EXTERNAL supplier. <br> If ordered before 10AM: <br>DELIVERED next business day (main centres) <br>or 3-5 business days (regional areas or large items)<br> COLLECTION from Geewiz available Same Day (approx 4:30pm) | Miro | 1 | https://miro.co.za/img/p/2/4/1/0/2410.jpg | https://miro.co.za/index.php?controller=attachment&id_attachment=3271 | UN-IPC324LR3-VSPF28-D Data Sheet
3 | Uniview | UN-IPC744SR5-PF40-32 | UNV - Ultra H.265 - 4MP Pan &amp; Tilt Bullet Camera | <p><strong>FEATURES</strong></p> <ul> <li>Precision motor with accuracy deviation less than 0.1 degree.</li> <li>Smart IR, up to 50m (164 ft) IR distance</li> <li>Day/night functionality</li> <li>IR anti-reflection window to increase the infrared transmittance</li> </ul> <p><strong>PRODUCT SPECIFICATIONS</strong></p> <table style="width: 521px;"> <tbody> <tr style="height: 45px;"> <td style="height: 45px; width: 196.955px;">Brand</td> <td style="height: 45px; width: 306.045px;"> <p class="h1 page-title">Uniview</p> </td> </tr> <tr style="height: 35px;"> <td style="height: 35px; width: 196.955px;">Item model number</td> <td style="height: 35px; width: 306.045px;"> <p>UN-IPC744SR5-PF40-32</p> </td> </tr> <tr style="height: 49px;"> <td style="height: 49px; width: 196.955px;">Product Type</td> <td style="height: 49px; width: 306.045px;"> <p>Camera</p> </td> </tr> <tr style="height: 49px;"> <td style="height: 49px; width: 196.955px;">Sensor</td> <td style="height: 49px; width: 306.045px;"> <p>1/3", 4 megapixel, progressive scan CMOS</p> </td> </tr> <tr style="height: 49.0556px;"> <td style="height: 49.0556px; width: 196.955px;">Minimum Illumination</td> <td style="height: 49.0556px; width: 306.045px;"> <p>Color: 0.02 Lu&times; (F1.8, AGC ON) 0 Lux with IR on</p> </td> </tr> <tr style="height: 50px;"> <td style="height: 50px; width: 196.955px;">Day/Night</td> <td style="height: 50px; width: 306.045px;">IR-cut filter with auto switch (ICR)</td> </tr> <tr style="height: 49px;"> <td style="height: 49px; width: 196.955px;">Noise Reduction</td> <td style="height: 49px; width: 306.045px;">2D/3D&nbsp;</td> </tr> <tr style="height: 49px;"> <td style="height: 49px; width: 196.955px;">S/N</td> <td style="height: 49px; width: 306.045px;">&gt;55dB</td> </tr> <tr style="height: 49px;"> <td style="height: 49px; width: 196.955px;">IR&nbsp;</td> <td style="height: 49px; width: 306.045px;">50m (164 ft) IR range</td> </tr> <tr style="height: 49px;"> <td style="height: 49px; width: 196.955px;">Max. Resolution</td> <td style="height: 49px; width: 306.045px;">2592&times;1520</td> </tr> <tr style="height: 49px;"> <td style="height: 49px; width: 196.955px;">Video Compression</td> <td style="height: 49px; width: 306.045px;">H.265, H.264, MJPEG</td> </tr> </tbody> </table> | Smart Analytics, 12V DC, PoE, IR 50m, 4.0mm lens, IP66, Built in 32 GB eMMC, | 2768 | 3661 | 1429 | IN STOCK at EXTERNAL supplier. <br> If ordered before 10AM: <br>DELIVERED next business day (main centres) <br>or 3-5 business days (regional areas or large items)<br> COLLECTION from Geewiz available Same Day (approx 4:30pm) | Miro | 1 | https://miro.co.za/img/p/2/4/8/0/2480.jpg | https://miro.co.za/index.php?controller=attachment&id_attachment=3295 | UN-IPC744SR5-PF40-32 Data Sheet
3 | Vivotek | VI-IB8369 | VIVOTEK - Bullet Camera, Outdoor, 2MP, 30Fps, Smart IR, 25m, H.264, 3DNR, SD, WDR Enhancement | <p><strong>FEATURES</strong></p> <p>VIVOTEK IB8369 is a best-in-class, bullet-style network camera designed for diverse outdoor applications. Equipped with a 2MP sensor enabling viewing resolution of 1920x1080 at a smooth 30 fps, the IB8369 is an all-in-one outdoor camera capable of capturing high quality and high resolution video up to 2 Megapixel.</p> <p>The IB8369 supports the industry-standard H.264 compression technology, drastically reducing file sizes and conserving valuable network bandwidth. With H.264 &amp; MJPEG compatibility all included, multiple streams can be simultaneously transmitted in any of these formats at different resolutions, frame rates, and image qualities for versatile platforms. The streams can also be individually configured to meet different needs or bandwidth constraints, thereby further optimizing bandwidth and storage.</p> <p><strong>PRODUCT SPECIFICATIONS</strong></p> <table style="width: 521px;"> <tbody> <tr style="height: 45px;"> <td style="height: 45px; width: 196.955px;">Brand</td> <td style="height: 45px; width: 306.045px;"> <p class="h1 page-title">VIVOTEK</p> </td> </tr> <tr style="height: 35px;"> <td style="height: 35px; width: 196.955px;">Item model number</td> <td style="height: 35px; width: 306.045px;"> <p>VI-IB8369</p> </td> </tr> <tr style="height: 49.6007px;"> <td style="height: 49.6007px; width: 196.955px;">Product Type</td> <td style="height: 49.6007px; width: 306.045px;"> <p>Camera</p> </td> </tr> <tr style="height: 49px;"> <td style="height: 49px; width: 196.955px;">CPU</td> <td style="height: 49px; width: 306.045px;"> <p>Multimedia SoC (System-on-Chip)</p> </td> </tr> <tr style="height: 49px;"> <td style="height: 49px; width: 196.955px;">Flash</td> <td style="height: 49px; width: 306.045px;">128MB</td> </tr> <tr style="height: 49px;"> <td style="height: 49px; width: 196.955px;">RAM</td> <td style="height: 49px; width: 306.045px;">256MB</td> </tr> <tr style="height: 49px;"> <td style="height: 49px; width: 196.955px;">Image Sensor</td> <td style="height: 49px; width: 306.045px;">1/2.7" Progressive CMOS</td> </tr> <tr style="height: 49px;"> <td style="height: 49px; width: 196.955px;">Maximum Resolution</td> <td style="height: 49px; width: 306.045px;">1920x1080 (2MP)</td> </tr> <tr style="height: 49px;"> <td style="height: 49px; width: 196.955px;">Lens Type</td> <td style="height: 49px; width: 306.045px;">Fixed-focal</td> </tr> <tr style="height: 49px;"> <td style="height: 49px; width: 196.955px;">Day/Night</td> <td style="height: 49px; width: 306.045px;">Removable IR-cut filter for day &amp; night function</td> </tr> <tr style="height: 49px;"> <td style="height: 49px; width: 196.955px;">Power Input</td> <td style="height: 49px; width: 306.045px;">IEEE 802.3af PoE Class 3</td> </tr> <tr style="height: 49px;"> <td style="height: 49px; width: 196.955px;">Power Consumption</td> <td style="height: 49px; width: 306.045px;">Max. 6.5W</td> </tr> </tbody> </table> | 48V PoE Supported, No PSU in box | 1881 | 2488 | 1429 | IN STOCK at EXTERNAL supplier. <br> If ordered before 10AM: <br>DELIVERED next business day (main centres) <br>or 3-5 business days (regional areas or large items)<br> COLLECTION from Geewiz available Same Day (approx 4:30pm) | Miro | 1 | https://miro.co.za/img/p/2/6/6/7/2667.jpg | https://miro.co.za/index.php?controller=attachment&id_attachment=3414 | VI-IB8369 Data Sheet
3 | Vivotek | VI-IB8168-C | VIVOTEK - 2MP Indoor Ultra Mini Bullet with 3.6mm Lens | <p><strong>FEATURES</strong></p> <p>VIVOTEK IB8168 is an ultra-mini bullet network camera, specially designed for indoor applications in which camera appearance is cared, such as luxury stores, antique stores and cloth shops.</p> <p>The IB8168 is equipped with a 2-megapixel sensor and the ability to output 15 frames per second in H.264 compression. It includes multiple streams with different settings and applications, such as recording or live viewing.</p> <p>Users can also benefit from simple installation with the compact housing and standard PoE power input design, as well as a MicroSD card slot for local storage use.</p> <p><strong>PRODUCT SPECIFICATIONS</strong></p> <table style="width: 521px;"> <tbody> <tr style="height: 45px;"> <td style="height: 45px; width: 196.955px;">Brand</td> <td style="height: 45px; width: 306.045px;"> <p class="h1 page-title">VIVOTEK</p> </td> </tr> <tr style="height: 35px;"> <td style="height: 35px; width: 196.955px;">Item model number</td> <td style="height: 35px; width: 306.045px;"> <p>VI-IB8168-C</p> </td> </tr> <tr style="height: 49.6007px;"> <td style="height: 49.6007px; width: 196.955px;">Product Type</td> <td style="height: 49.6007px; width: 306.045px;"> <p>Camera</p> </td> </tr> <tr style="height: 49px;"> <td style="height: 49px; width: 196.955px;">CPU</td> <td style="height: 49px; width: 306.045px;"> <p>Multimedia SoC (System-on-Chip)</p> </td> </tr> <tr style="height: 49px;"> <td style="height: 49px; width: 196.955px;">Flash</td> <td style="height: 49px; width: 306.045px;">16MB</td> </tr> <tr style="height: 49px;"> <td style="height: 49px; width: 196.955px;">RAM</td> <td style="height: 49px; width: 306.045px;">256MB</td> </tr> <tr style="height: 49px;"> <td style="height: 49px; width: 196.955px;">Image Sensor</td> <td style="height: 49px; width: 306.045px;">1/2.7" Progressive CMOS</td> </tr> <tr style="height: 49px;"> <td style="height: 49px; width: 196.955px;">Maximum Resolution</td> <td style="height: 49px; width: 306.045px;">1920x1080</td> </tr> <tr style="height: 49px;"> <td style="height: 49px; width: 196.955px;">Lens Type</td> <td style="height: 49px; width: 306.045px;">Fixed-focal</td> </tr> <tr style="height: 49px;"> <td style="height: 49px; width: 196.955px;">Focal Length</td> <td style="height: 49px; width: 306.045px;">f = 3.6 mm</td> </tr> <tr style="height: 49px;"> <td style="height: 49px; width: 196.955px;">Power Input</td> <td style="height: 49px; width: 306.045px;">IEEE 802.3af PoE Class 1</td> </tr> <tr style="height: 49px;"> <td style="height: 49px; width: 196.955px;">Power Consumption</td> <td style="height: 49px; width: 306.045px;">Max. 2.3 W</td> </tr> </tbody> </table> | 15fps @ 2MP, 48V PoE, NO PSU | 2231 | 2950 | 1429 | IN STOCK at EXTERNAL supplier. <br> If ordered before 10AM: <br>DELIVERED next business day (main centres) <br>or 3-5 business days (regional areas or large items)<br> COLLECTION from Geewiz available Same Day (approx 4:30pm) | Miro | 1 | https://miro.co.za/img/p/2/6/6/5/2665.jpg | https://miro.co.za/index.php?controller=attachment&id_attachment=3413 | VI-IB8168-C Data Sheet
3 | Ubiquiti | UB-UVC-G3-DOME | Ubiquiti UniFi Video Camera Dome 3rd Generation, wide angle 1080p HD slim dome IP camera, IR | <p><strong>FEATURES</strong></p> <p>The UniFi Video Camera G3 Micro features a wide angle lens and 1080p video resolution. Multiple mounting options allow the camera to be installed almost anywhere indoors for permanent or temporary surveillance. The infrared LEDs and mechanical IR cut filter enable uninterrupted surveillance. The built-in microphone and speaker enable two-way audio communication. Available as a singleor 5-pack.</p> <p><strong>PRODUCT SPECIFICATIONS</strong></p> <table style="width: 521px;"> <tbody> <tr style="height: 45px;"> <td style="height: 45px; width: 196.955px;">Brand</td> <td style="height: 45px; width: 306.045px;"> <p class="h1 page-title">Ubiquiti</p> </td> </tr> <tr style="height: 35px;"> <td style="height: 35px; width: 196.955px;">Item model number</td> <td style="height: 35px; width: 306.045px;"> <p>UB-UVC-G3-DOME</p> </td> </tr> <tr style="height: 49.6007px;"> <td style="height: 49.6007px; width: 196.955px;">Product Type</td> <td style="height: 49.6007px; width: 306.045px;"> <p>Camera</p> </td> </tr> <tr style="height: 49.6007px;"> <td style="height: 49.6007px; width: 196.955px;">Networking Interface</td> <td style="height: 49.6007px; width: 306.045px;"> <p>(1) 10/100 Ethernet Port</p> </td> </tr> <tr style="height: 49.6007px;"> <td style="height: 49.6007px; width: 196.955px;">Sensor</td> <td style="height: 49.6007px; width: 306.045px;">1/3" 4-Megapixel HDR Sensor</td> </tr> <tr style="height: 49.6007px;"> <td style="height: 49.6007px; width: 196.955px;">Lens</td> <td style="height: 49.6007px; width: 306.045px;">EFL 2.8 mm, f/2.0</td> </tr> <tr style="height: 49.6007px;"> <td style="height: 49.6007px; width: 196.955px;">Night Mode</td> <td style="height: 49.6007px; width: 306.045px;">IR LEDs with Mechanical IR Cut Filter</td> </tr> <tr style="height: 49.6007px;"> <td style="height: 49.6007px; width: 196.955px;">Microphone</td> <td style="height: 49.6007px; width: 306.045px;">Yes</td> </tr> <tr style="height: 49.6007px;"> <td style="height: 49.6007px; width: 196.955px;">Power Supply</td> <td style="height: 49.6007px; width: 306.045px;">802.3af PoE Switch or 24V, 0.5A PoE Adapter (Included with Single-Pack)</td> </tr> <tr style="height: 49.6007px;"> <td style="height: 49.6007px; width: 196.955px;">Maximum Power Consumption</td> <td style="height: 49.6007px; width: 306.045px;">4W</td> </tr> </tbody> </table> | 24V POE Included | 2535 | 3353 | 1428 | IN STOCK at EXTERNAL supplier. <br> If ordered before 10AM: <br>DELIVERED next business day (main centres) <br>or 3-5 business days (regional areas or large items)<br> COLLECTION from Geewiz available Same Day (approx 4:30pm) | Miro | 1 | https://miro.co.za/img/p/2/0/5/8/2058.jpg | https://miro.co.za/index.php?controller=attachment&id_attachment=3202 | UB-UVC-G3-DOME Data Sheet
3 | Ubiquiti | UB-UVC-G3-FLEX | Ubiquiti UniFi Video - Outdoor G3 Flex Camera | <p><strong>FEATURES</strong></p> <p>The UniFi Video Camera G3 Flex features a wide ‑angle lens and 1080p video performance for expanded surveillance coverage. Mounting options include desktop, wall or pole mount for both indoor and outdoor installations. The infrared LEDs and automatic IR cut filter provide high ‑quality day and night monitoring. The G3 Flex also provides an adjustable lens and swivel base for vertical and horizontal viewing angle adjustments.</p> <p><strong>PRODUCT SPECIFICATIONS</strong></p> <table style="width: 521px;"> <tbody> <tr style="height: 45px;"> <td style="height: 45px; width: 196.955px;">Brand</td> <td style="height: 45px; width: 306.045px;"> <p class="h1 page-title">Ubiquiti</p> </td> </tr> <tr style="height: 35px;"> <td style="height: 35px; width: 196.955px;">Item model number</td> <td style="height: 35px; width: 306.045px;"> <p>UB-UVC-G3-FLEX</p> </td> </tr> <tr style="height: 49.6111px;"> <td style="height: 49.6111px; width: 196.955px;">Product Type</td> <td style="height: 49.6111px; width: 306.045px;"> <p>Camera</p> </td> </tr> <tr style="height: 49px;"> <td style="height: 49px; width: 196.955px;">Networking Interface</td> <td style="height: 49px; width: 306.045px;"> <p>(1) 10/100 Ethernet Port</p> </td> </tr> <tr style="height: 49px;"> <td style="height: 49px; width: 196.955px;">Sensor</td> <td style="height: 49px; width: 306.045px;">/3" 2-Megapixel HDR Sensor</td> </tr> <tr style="height: 49px;"> <td style="height: 49px; width: 196.955px;">Lens</td> <td style="height: 49px; width: 306.045px;">EFL 4 mm, f/2.0</td> </tr> <tr style="height: 49px;"> <td style="height: 49px; width: 196.955px;">Night Mode</td> <td style="height: 49px; width: 306.045px;">IR LEDs with Mechanical IR Filter</td> </tr> <tr style="height: 49px;"> <td style="height: 49px; width: 196.955px;">Microphone</td> <td style="height: 49px; width: 306.045px;">Yes</td> </tr> <tr style="height: 49px;"> <td style="height: 49px; width: 196.955px;">Power Method</td> <td style="height: 49px; width: 306.045px;">802.3af PoE</td> </tr> <tr style="height: 49px;"> <td style="height: 49px; width: 196.955px;">Maximum Power Consumption</td> <td style="height: 49px; width: 306.045px;">4W</td> </tr> </tbody> </table> | NO POE supplied, Requires 802.3af (48V), IR, Mic, Wall or Poll Mount | 1376 | 1820 | 1425 | IN STOCK at EXTERNAL supplier. <br> If ordered before 10AM: <br>DELIVERED next business day (main centres) <br>or 3-5 business days (regional areas or large items)<br> COLLECTION from Geewiz available Same Day (approx 4:30pm) | Miro | 1 | https://miro.co.za/img/p/2/0/6/1/2061.jpg | https://miro.co.za/index.php?controller=attachment&id_attachment=3203 | UB-UVC-G3-FLEX Data Sheet
3 | Uniview | UN-IPC312SR-VPF28-C | UNV - Ultra H.265 - 2MP Vandal Resistant Fixed Mini Dome | <p><strong>FEATURES</strong></p> <ul> <li>Day/night functionality</li> <li>Smart IR, up to 15 m (49 ft) IR distance</li> <li>2D/3D DNR (Digital Noise Reduction)</li> <li>Car-grade LEDs, brighter and uniform light compensation</li> </ul> <p><strong>PRODUCT SPECIFICATIONS</strong></p> <table style="width: 521px;"> <tbody> <tr style="height: 45px;"> <td style="height: 45px; width: 196.955px;">Brand</td> <td style="height: 45px; width: 306.045px;"> <p class="h1 page-title">Uniview</p> </td> </tr> <tr style="height: 35px;"> <td style="height: 35px; width: 196.955px;">Item model number</td> <td style="height: 35px; width: 306.045px;"> <p>UN-IPC312SR-VPF28-C</p> </td> </tr> <tr style="height: 49.6111px;"> <td style="height: 49.6111px; width: 196.955px;">Product Type</td> <td style="height: 49.6111px; width: 306.045px;"> <p>Camera</p> </td> </tr> <tr style="height: 49.6111px;"> <td style="height: 49.6111px; width: 196.955px;">Sensor</td> <td style="height: 49.6111px; width: 306.045px;"> <p>1/2.9", progressive scan ,2.0 megapixel, CMOS</p> </td> </tr> <tr style="height: 49.6111px;"> <td style="height: 49.6111px; width: 196.955px;">Angle of View (H)</td> <td style="height: 49.6111px; width: 306.045px;">107.8&deg;</td> </tr> <tr style="height: 49.6111px;"> <td style="height: 49.6111px; width: 196.955px;">Day/Night</td> <td style="height: 49.6111px; width: 306.045px;">IR-cut filter with auto switch (ICR)</td> </tr> <tr style="height: 49.6111px;"> <td style="height: 49.6111px; width: 196.955px;">Digital noise reduction</td> <td style="height: 49.6111px; width: 306.045px;">2D/3D DNR</td> </tr> <tr style="height: 49.6111px;"> <td style="height: 49.6111px; width: 196.955px;">S/N</td> <td style="height: 49.6111px; width: 306.045px;">&ge;52dB</td> </tr> <tr style="height: 49.6111px;"> <td style="height: 49.6111px; width: 196.955px;">IR Range</td> <td style="height: 49.6111px; width: 306.045px;">Up to 15m (49 ft) IR range</td> </tr> <tr style="height: 49.6111px;"> <td style="height: 49.6111px; width: 196.955px;">Defog</td> <td style="height: 49.6111px; width: 306.045px;">Digital Defog</td> </tr> <tr style="height: 49.6111px;"> <td style="height: 49.6111px; width: 196.955px;">WDR</td> <td style="height: 49.6111px; width: 306.045px;">DWDR</td> </tr> <tr style="height: 49.6111px;"> <td style="height: 49.6111px; width: 196.955px;">Video Compression</td> <td style="height: 49.6111px; width: 306.045px;">Ultra 265,H.265, H.264,MJPEG</td> </tr> </tbody> </table> | Smart Analytics, 12V DC, PoE, IR 15m, 2.8mm lens,IP66, IK10, Micro SD 128GB, Built in Mic | 1221 | 1615 | 1428 | IN STOCK at EXTERNAL supplier. <br> If ordered before 10AM: <br>DELIVERED next business day (main centres) <br>or 3-5 business days (regional areas or large items)<br> COLLECTION from Geewiz available Same Day (approx 4:30pm) | Miro | 1 | https://miro.co.za/img/p/2/3/5/2/2352.jpg | https://miro.co.za/index.php?controller=attachment&id_attachment=3252 | UN-IPC312SR-VPF28-C Data Sheet
3 | Uniview | UN-IPC321SR3-VSPF28 | UNV - H.264 - 1.3MP Fixed Mini Vandal IR Dome Camera | <p><strong>FEATURES</strong></p> <ul> <li>Day/night functionality</li> <li>Smart IR, up to 30 m (98 ft) IR distance</li> <li>3D DNR (Digital Noise Reduction)</li> <li>Triple streams</li> </ul> <p><strong>PRODUCT SPECIFICATIONS</strong></p> <table style="width: 521px;"> <tbody> <tr style="height: 45px;"> <td style="height: 45px; width: 196.955px;">Brand</td> <td style="height: 45px; width: 306.045px;"> <p class="h1 page-title">Uniview</p> </td> </tr> <tr style="height: 35px;"> <td style="height: 35px; width: 196.955px;">Item model number</td> <td style="height: 35px; width: 306.045px;"> <p>UN-IPC321SR3-VSPF28</p> </td> </tr> <tr style="height: 49.6111px;"> <td style="height: 49.6111px; width: 196.955px;">Product Type</td> <td style="height: 49.6111px; width: 306.045px;"> <p>Camera</p> </td> </tr> <tr style="height: 49.6111px;"> <td style="height: 49.6111px; width: 196.955px;">Sensor</td> <td style="height: 49.6111px; width: 306.045px;"> <p>1/3", 1.3 megapixel, progressive scan CMOS</p> </td> </tr> <tr style="height: 49.6111px;"> <td style="height: 49.6111px; width: 196.955px;">Min. Illumination</td> <td style="height: 49.6111px; width: 306.045px;">Colour: 0.02 Lux (F2.0, AGC ON) 0 Lux with IR</td> </tr> <tr style="height: 49.6111px;"> <td style="height: 49.6111px; width: 196.955px;">Day/Night</td> <td style="height: 49.6111px; width: 306.045px;">IR-cut filter with auto switch (ICR)</td> </tr> <tr style="height: 49.6111px;"> <td style="height: 49.6111px; width: 196.955px;">Max. Resolution</td> <td style="height: 49.6111px; width: 306.045px;">1280 &times; 960</td> </tr> <tr style="height: 49.6111px;"> <td style="height: 49.6111px; width: 196.955px;">S/N</td> <td style="height: 49.6111px; width: 306.045px;">&gt;50 dB</td> </tr> <tr style="height: 49.6111px;"> <td style="height: 49.6111px; width: 196.955px;">Shutter</td> <td style="height: 49.6111px; width: 306.045px;">Auto/Manual, 1/6~1/8000 s</td> </tr> <tr style="height: 49.6111px;"> <td style="height: 49.6111px; width: 196.955px;">Frame Rate</td> <td style="height: 49.6111px; width: 306.045px;">960P (1280*960): Max. 30 fps; 720P (1280*720): Max. 30 fps</td> </tr> <tr style="height: 49.6111px;"> <td style="height: 49.6111px; width: 196.955px;">WDR</td> <td style="height: 49.6111px; width: 306.045px;">Supported</td> </tr> <tr style="height: 49.6111px;"> <td style="height: 49.6111px; width: 196.955px;">Video Compression</td> <td style="height: 49.6111px; width: 306.045px;">H.264, MJPEG</td> </tr> </tbody> </table> | No Analytics, 12V DC, PoE, No IR, 2.8mm, IP66, | 1030 | 1362 | 1428 | IN STOCK at EXTERNAL supplier. <br> If ordered before 10AM: <br>DELIVERED next business day (main centres) <br>or 3-5 business days (regional areas or large items)<br> COLLECTION from Geewiz available Same Day (approx 4:30pm) | Miro | 1 | https://miro.co.za/img/p/2/3/5/5/2355.jpg | https://miro.co.za/index.php?controller=attachment&id_attachment=3253 | UN-IPC321SR3-VSPF28 Data Sheet
3 | Uniview | UN-IPC322ER3-DUVPF-C | UNV - Ultra H.265 - 2MP WDR Starlight Vandal-resistant Fixed Dome Camera | <p><strong>FEATURES</strong></p> <ul> <li>Day/night functionality</li> <li>Smart IR, up to 30 m (98 ft) IR distance</li> <li>2D/3D DNR (Digital Noise Reduction)</li> <li>Up to 120 dB WDR (Wide Dynamic Range)</li> </ul> <p><strong>PRODUCT SPECIFICATIONS</strong></p> <table style="width: 521px;"> <tbody> <tr style="height: 45px;"> <td style="height: 45px; width: 196.955px;">Brand</td> <td style="height: 45px; width: 306.045px;"> <p class="h1 page-title">Uniview</p> </td> </tr> <tr style="height: 35px;"> <td style="height: 35px; width: 196.955px;">Item model number</td> <td style="height: 35px; width: 306.045px;"> <p>UN-IPC322ER3-DUVPF-C</p> </td> </tr> <tr style="height: 49px;"> <td style="height: 49px; width: 196.955px;">Product Type</td> <td style="height: 49px; width: 306.045px;"> <p>Camera</p> </td> </tr> <tr style="height: 49px;"> <td style="height: 49px; width: 196.955px;">Sensor</td> <td style="height: 49px; width: 306.045px;"> <p>1/2.9", progressive scan ,2.0 megapixel, CMOS</p> </td> </tr> <tr style="height: 49px;"> <td style="height: 49px; width: 196.955px;">Min. Illumination</td> <td style="height: 49px; width: 306.045px;">Colour: 0.003 Lux (F1.6, AGC ON) 0 Lux with IR</td> </tr> <tr style="height: 49px;"> <td style="height: 49px; width: 196.955px;">Day/Night</td> <td style="height: 49px; width: 306.045px;">IR-cut filter with auto switch (ICR)</td> </tr> <tr style="height: 49.6111px;"> <td style="height: 49.6111px; width: 196.955px;">Digital noise reduction</td> <td style="height: 49.6111px; width: 306.045px;">2D/3D DNR</td> </tr> <tr style="height: 49px;"> <td style="height: 49px; width: 196.955px;">S/N</td> <td style="height: 49px; width: 306.045px;">&gt;52 dB</td> </tr> <tr style="height: 49px;"> <td style="height: 49px; width: 196.955px;">IR Range</td> <td style="height: 49px; width: 306.045px;">Up to 30m (98 ft) IR range</td> </tr> <tr style="height: 49px;"> <td style="height: 49px; width: 196.955px;">Defog</td> <td style="height: 49px; width: 306.045px;">Digital Defog</td> </tr> <tr style="height: 49px;"> <td style="height: 49px; width: 196.955px;">WDR</td> <td style="height: 49px; width: 306.045px;">120dB</td> </tr> <tr style="height: 49px;"> <td style="height: 49px; width: 196.955px;">Video Compression</td> <td style="height: 49px; width: 306.045px;">Ultra 265,H.265, H.264, MJPEG</td> </tr> </tbody> </table> | Smart Analytics, 12V DC, PoE, IR 30m, 2.8mm lens, IP67, IK10, Micro SD 128GB | 1134 | 1500 | 1428 | IN STOCK at EXTERNAL supplier. <br> If ordered before 10AM: <br>DELIVERED next business day (main centres) <br>or 3-5 business days (regional areas or large items)<br> COLLECTION from Geewiz available Same Day (approx 4:30pm) | Miro | 1 | https://miro.co.za/img/p/2/3/5/8/2358.jpg | https://miro.co.za/index.php?controller=attachment&id_attachment=3254 | UN-IPC322ER3-DUVPF-C Data Sheet
3 | Uniview | UN-IPC322ER3-DVPF28 | UNV-H.264 - 2MP Fixed Mini Vandal Dome Camera | <p><strong>FEATURES</strong></p> <ul> <li>Day/night functionality</li> <li>Smart IR, up to 30 m (98 ft) IR distance</li> <li>3D DNR (Digital Noise Reduction)</li> <li>Up to 120 dB WDR (Wide Dynamic Range)</li> </ul> <p><strong>PRODUCT SPECIFICATIONS</strong></p> <table style="width: 520px;"> <tbody> <tr style="height: 45px;"> <td style="height: 45px; width: 205.556px;">Brand</td> <td style="height: 45px; width: 295.444px;"> <p class="h1 page-title">Uniview</p> </td> </tr> <tr style="height: 35px;"> <td style="height: 35px; width: 205.556px;">Item model number</td> <td style="height: 35px; width: 295.444px;"> <p>UN-IPC322ER3-DVPF28</p> </td> </tr> <tr style="height: 49px;"> <td style="height: 49px; width: 205.556px;">Product Type</td> <td style="height: 49px; width: 295.444px;"> <p>Camera</p> </td> </tr> <tr style="height: 49px;"> <td style="height: 49px; width: 205.556px;">Sensor</td> <td style="height: 49px; width: 295.444px;"> <p>1/2.7", 2 megapixel, progressive scan CMOS</p> </td> </tr> <tr style="height: 49px;"> <td style="height: 49px; width: 205.556px;">Min. Illumination</td> <td style="height: 49px; width: 295.444px;">Colour: 0.02 Lux (F2.0, AGC ON) 0 Lux with IR</td> </tr> <tr style="height: 49px;"> <td style="height: 49px; width: 205.556px;">Day/Night</td> <td style="height: 49px; width: 295.444px;">IR-cut filter with auto switch (ICR)</td> </tr> <tr style="height: 49.6111px;"> <td style="height: 49.6111px; width: 205.556px;">S/N</td> <td style="height: 49.6111px; width: 295.444px;">&gt;52 dB</td> </tr> <tr style="height: 49px;"> <td style="height: 49px; width: 205.556px;">S/N</td> <td style="height: 49px; width: 295.444px;">&gt;52 dB</td> </tr> <tr style="height: 49px;"> <td style="height: 49px; width: 205.556px;">WDR</td> <td style="height: 49px; width: 295.444px;">Optical WDR(up to 120dB)</td> </tr> <tr style="height: 49px;"> <td style="height: 49px; width: 205.556px;">Max. Resolution</td> <td style="height: 49px; width: 295.444px;">1920 &times; 1080</td> </tr> <tr style="height: 49px;"> <td style="height: 49px; width: 205.556px;">Video Compression</td> <td style="height: 49px; width: 295.444px;">H.264, MJPEG</td> </tr> <tr style="height: 49px;"> <td style="height: 49px; width: 205.556px;">Frame Rate</td> <td style="height: 49px; width: 295.444px;">1080P (1920*1080): MAX. 30 fps; 720P (1280*720): MAX. 30 fps</td> </tr> </tbody> </table> | No Analytics, 12VDC, PoE, IR 30m, 2.8mm, IP 66 | 1250 | 1653 | 1428 | IN STOCK at EXTERNAL supplier. <br> If ordered before 10AM: <br>DELIVERED next business day (main centres) <br>or 3-5 business days (regional areas or large items)<br> COLLECTION from Geewiz available Same Day (approx 4:30pm) | Miro | 1 | https://miro.co.za/img/p/2/3/6/1/2361.jpg | https://miro.co.za/index.php?controller=attachment&id_attachment=3255 | UN-IPC322ER3-DVPF28 Data Sheet
3 | Uniview | UN-IPC322LR3-VSPF40-D | UNV - Ultra H.265 - 2MP Vandal-resistant Fixed Dome Camera | <p><strong>FEATURES</strong></p> <ul> <li>Day/night functionality</li> <li>Smart IR, up to 30 m (98 ft) IR distance</li> <li>2D/3D DNR (Digital Noise Reduction)</li> <li>ONVIF Conformance</li> </ul> <p><strong>PRODUCT SPECIFICATIONS</strong></p> <table style="width: 520px;"> <tbody> <tr style="height: 45px;"> <td style="height: 45px; width: 205.556px;">Brand</td> <td style="height: 45px; width: 295.444px;"> <p class="h1 page-title">Uniview</p> </td> </tr> <tr style="height: 35px;"> <td style="height: 35px; width: 205.556px;">Item model number</td> <td style="height: 35px; width: 295.444px;"> <p>UN-IPC322LR3-VSPF40-D</p> </td> </tr> <tr style="height: 49px;"> <td style="height: 49px; width: 205.556px;">Product Type</td> <td style="height: 49px; width: 295.444px;"> <p>Camera</p> </td> </tr> <tr style="height: 49px;"> <td style="height: 49px; width: 205.556px;">Sensor</td> <td style="height: 49px; width: 295.444px;"> <p>1/2.7", 2.0 megapixel, progressive scan, CMOS</p> </td> </tr> <tr style="height: 49px;"> <td style="height: 49px; width: 205.556px;">Min. Illumination</td> <td style="height: 49px; width: 295.444px;">Colour: 0.02Lux ( F2.0, AGC ON) 0Lux with IR</td> </tr> <tr style="height: 49px;"> <td style="height: 49px; width: 205.556px;">Day/Night</td> <td style="height: 49px; width: 295.444px;">IR-cut filter with auto switch (ICR)</td> </tr> <tr style="height: 49px;"> <td style="height: 49px; width: 205.556px;">Digital noise reduction</td> <td style="height: 49px; width: 295.444px;">2D/3D DNR</td> </tr> <tr style="height: 49px;"> <td style="height: 49px; width: 205.556px;">S/N</td> <td style="height: 49px; width: 295.444px;">&gt;52dB</td> </tr> <tr style="height: 49px;"> <td style="height: 49px; width: 205.556px;">IR Range</td> <td style="height: 49px; width: 295.444px;">Up to 30m (98ft) IR range</td> </tr> <tr style="height: 49px;"> <td style="height: 49px; width: 205.556px;">WDR</td> <td style="height: 49px; width: 295.444px;">DWDR</td> </tr> <tr style="height: 49px;"> <td style="height: 49px; width: 205.556px;">Video Compression</td> <td style="height: 49px; width: 295.444px;">Ultra 265, H.265, H.264, MJPEG</td> </tr> </tbody> </table> | No Analytics, 12V DC, PoE, IR 30m, 4.00mm lens, IP67, IK10, Motion, Intrusion and Tamper detection | 548 | 725 | 1428 | IN STOCK at EXTERNAL supplier. <br> If ordered before 10AM: <br>DELIVERED next business day (main centres) <br>or 3-5 business days (regional areas or large items)<br> COLLECTION from Geewiz available Same Day (approx 4:30pm) | Miro | 1 | https://miro.co.za/img/p/2/3/6/4/2364.jpg | https://miro.co.za/index.php?controller=attachment&id_attachment=3257 | UN-IPC322LR3-VSPF40-D Data Sheet
3 | Uniview | UN-IPC322SR3-DVPF28C | UNV - Ultra H.265 - 2MP Fixed Vandal Resistant Dome Camera | <p><strong>FEATURES</strong></p> <ul> <li>Day/night functionality</li> <li>Smart IR, up to 30 m (98 ft) IR distance</li> <li>2D/3D DNR (Digital Noise Reduction)</li> <li>Up to 120 dB WDR (Wide Dynamic Range)</li> </ul> <p><strong>PRODUCT SPECIFICATIONS</strong></p> <table style="width: 520px;"> <tbody> <tr style="height: 45px;"> <td style="height: 45px; width: 205.556px;">Brand</td> <td style="height: 45px; width: 295.444px;"> <p class="h1 page-title">Uniview</p> </td> </tr> <tr style="height: 35px;"> <td style="height: 35px; width: 205.556px;">Item model number</td> <td style="height: 35px; width: 295.444px;"> <p>UN-IPC322SR3-DVPF28C</p> </td> </tr> <tr style="height: 49px;"> <td style="height: 49px; width: 205.556px;">Product Type</td> <td style="height: 49px; width: 295.444px;"> <p>Camera</p> </td> </tr> <tr style="height: 49px;"> <td style="height: 49px; width: 205.556px;">Sensor</td> <td style="height: 49px; width: 295.444px;"> <p>1/2.7", progressive scan ,2.0 megapixel, CMOS</p> </td> </tr> <tr style="height: 49px;"> <td style="height: 49px; width: 205.556px;">Min. Illumination</td> <td style="height: 49px; width: 295.444px;">Colour: 0.01 Lux (F2.0, AGC ON) 0 Lux with IR</td> </tr> <tr style="height: 49px;"> <td style="height: 49px; width: 205.556px;">Day/Night</td> <td style="height: 49px; width: 295.444px;">IR-cut filter with auto switch (ICR)</td> </tr> <tr style="height: 49.6111px;"> <td style="height: 49.6111px; width: 205.556px;">Digital noise reduction</td> <td style="height: 49.6111px; width: 295.444px;">2D/3D DNR</td> </tr> <tr style="height: 49px;"> <td style="height: 49px; width: 205.556px;">S/N</td> <td style="height: 49px; width: 295.444px;">&gt;52dB</td> </tr> <tr style="height: 49px;"> <td style="height: 49px; width: 205.556px;">IR Range</td> <td style="height: 49px; width: 295.444px;">Up to 30m (98 ft) IR range</td> </tr> <tr style="height: 49px;"> <td style="height: 49px; width: 205.556px;">WDR</td> <td style="height: 49px; width: 295.444px;">120dB</td> </tr> <tr style="height: 49px;"> <td style="height: 49px; width: 205.556px;">Defog</td> <td style="height: 49px; width: 295.444px;">Digital Defog</td> </tr> <tr style="height: 49px;"> <td style="height: 49px; width: 205.556px;">Video Compression</td> <td style="height: 49px; width: 295.444px;">Ultra 265,H.265, H.264, MJPEG</td> </tr> </tbody> </table> | Smart Analytics, 12V DC, PoE, IR 30m, 2.8mm lens, IP67, IK10, Micro SD 128GB, 3-Axis | 1322 | 1748 | 1428 | IN STOCK at EXTERNAL supplier. <br> If ordered before 10AM: <br>DELIVERED next business day (main centres) <br>or 3-5 business days (regional areas or large items)<br> COLLECTION from Geewiz available Same Day (approx 4:30pm) | Miro | 1 | https://miro.co.za/img/p/2/3/7/0/2370.jpg | https://miro.co.za/index.php?controller=attachment&id_attachment=3258 | UN-IPC322SR3-DVPF28C Data Sheet
3 | Uniview | UN-IPC322LR3VSPF28-D | UNV - Ultra H.264 - 2MP Vandal Resistant Fixed Dome Camera | <p><strong>FEATURES</strong></p> <ul> <li>Day/night functionality</li> <li>Smart IR, up to 30 m (98 ft) IR distance</li> <li>2D/3D DNR (Digital Noise Reduction)</li> <li>ONVIF Conformance</li> </ul> <p><strong>PRODUCT SPECIFICATIONS</strong></p> <table style="width: 520px;"> <tbody> <tr style="height: 45px;"> <td style="height: 45px; width: 205.556px;">Brand</td> <td style="height: 45px; width: 295.444px;"> <p class="h1 page-title">Uniview</p> </td> </tr> <tr style="height: 35px;"> <td style="height: 35px; width: 205.556px;">Item model number</td> <td style="height: 35px; width: 295.444px;"> <p>UN-IPC322LR3VSPF28-D</p> </td> </tr> <tr style="height: 49px;"> <td style="height: 49px; width: 205.556px;">Product Type</td> <td style="height: 49px; width: 295.444px;"> <p>Camera</p> </td> </tr> <tr style="height: 49px;"> <td style="height: 49px; width: 205.556px;">Sensor</td> <td style="height: 49px; width: 295.444px;"> <p>1/2.7", progressive scan, 2.0 megapixel, CMOS</p> </td> </tr> <tr style="height: 49px;"> <td style="height: 49px; width: 205.556px;">Min. Illumination</td> <td style="height: 49px; width: 295.444px;">Colour: 0.02Lux ( F2.0, AGC ON) 0Lux with IR</td> </tr> <tr style="height: 49px;"> <td style="height: 49px; width: 205.556px;">Day/Night</td> <td style="height: 49px; width: 295.444px;">IR-cut filter with auto switch (ICR)</td> </tr> <tr style="height: 49.6111px;"> <td style="height: 49.6111px; width: 205.556px;">Digital noise reduction</td> <td style="height: 49.6111px; width: 295.444px;">2D/3D DNR</td> </tr> <tr style="height: 49px;"> <td style="height: 49px; width: 205.556px;">S/N</td> <td style="height: 49px; width: 295.444px;">&gt;52dB</td> </tr> <tr style="height: 49px;"> <td style="height: 49px; width: 205.556px;">IR Range</td> <td style="height: 49px; width: 295.444px;">Up to 30m (98 ft) IR range</td> </tr> <tr style="height: 49px;"> <td style="height: 49px; width: 205.556px;">WDR</td> <td style="height: 49px; width: 295.444px;">DWDR</td> </tr> <tr style="height: 49px;"> <td style="height: 49px; width: 205.556px;">Power consumption</td> <td style="height: 49px; width: 295.444px;">Max.5.5w</td> </tr> <tr style="height: 49px;"> <td style="height: 49px; width: 205.556px;">Video Compression</td> <td style="height: 49px; width: 295.444px;">Ultra 265,H.265,H.264,MJPEG</td> </tr> </tbody> </table> | No Analytics, 12V DC, PoE, IR 30 m, 2.8 mm lens, IP 67, IK10 | 616 | 815 | 1428 | IN STOCK at EXTERNAL supplier. <br> If ordered before 10AM: <br>DELIVERED next business day (main centres) <br>or 3-5 business days (regional areas or large items)<br> COLLECTION from Geewiz available Same Day (approx 4:30pm) | Miro | 1 | https://miro.co.za/img/p/2/3/6/7/2367.jpg | https://miro.co.za/index.php?controller=attachment&id_attachment=3256 | UN-IPC322LR3VSPF28-D Data Sheet
3 | Uniview | UN-IPC322SR3-VSPF28C | UNV - Ultra H.265 - 2MP Fixed Vandal-Resistant Dome Camera | <p><strong>FEATURES</strong></p> <ul> <li>Day/night functionality</li> <li>Smart IR, up to 30 m (98 ft) IR distance</li> <li>2D/3D DNR (Digital Noise Reduction)</li> <li>Car-grade LEDs, brighter and uniform light compensation</li> </ul> <p><strong>PRODUCT SPECIFICATIONS</strong></p> <table style="width: 520px;"> <tbody> <tr style="height: 45px;"> <td style="height: 45px; width: 205.556px;">Brand</td> <td style="height: 45px; width: 295.444px;"> <p class="h1 page-title">Uniview</p> </td> </tr> <tr style="height: 35px;"> <td style="height: 35px; width: 205.556px;">Item model number</td> <td style="height: 35px; width: 295.444px;"> <p>UN-IPC322SR3-VSPF28C</p> </td> </tr> <tr style="height: 49px;"> <td style="height: 49px; width: 205.556px;">Product Type</td> <td style="height: 49px; width: 295.444px;"> <p>Camera</p> </td> </tr> <tr style="height: 49px;"> <td style="height: 49px; width: 205.556px;">Sensor</td> <td style="height: 49px; width: 295.444px;"> <p>1/2.9", progressive scan, 2.0 megapixel, CMOS</p> </td> </tr> <tr style="height: 49px;"> <td style="height: 49px; width: 205.556px;">Min. Illumination</td> <td style="height: 49px; width: 295.444px;">Colour: 0.2 Lux (F2.0, AGC ON) 0 Lux with IR</td> </tr> <tr style="height: 49px;"> <td style="height: 49px; width: 205.556px;">Day/Night</td> <td style="height: 49px; width: 295.444px;">IR-cut filter with auto switch (ICR)</td> </tr> <tr style="height: 49.6111px;"> <td style="height: 49.6111px; width: 205.556px;">Digital noise reduction</td> <td style="height: 49.6111px; width: 295.444px;">2D/3D DNR</td> </tr> <tr style="height: 49px;"> <td style="height: 49px; width: 205.556px;">S/N</td> <td style="height: 49px; width: 295.444px;">&gt;52dB</td> </tr> <tr style="height: 49px;"> <td style="height: 49px; width: 205.556px;">IR Range</td> <td style="height: 49px; width: 295.444px;">Up to 30m (98 ft) IR range</td> </tr> <tr style="height: 49px;"> <td style="height: 49px; width: 205.556px;">WDR</td> <td style="height: 49px; width: 295.444px;">DWDR</td> </tr> <tr style="height: 49px;"> <td style="height: 49px; width: 205.556px;">Defog</td> <td style="height: 49px; width: 295.444px;">Digital Defog</td> </tr> <tr style="height: 49px;"> <td style="height: 49px; width: 205.556px;">Video Compression</td> <td style="height: 49px; width: 295.444px;">Ultra 265,H.265, H.264,MJPEG</td> </tr> </tbody> </table> | Smart Analytics, 12V DC, PoE, IR 30m, 2.8mm lens, IP67, IK10, Micro SD 128GB | 1050 | 1389 | 1428 | IN STOCK at EXTERNAL supplier. <br> If ordered before 10AM: <br>DELIVERED next business day (main centres) <br>or 3-5 business days (regional areas or large items)<br> COLLECTION from Geewiz available Same Day (approx 4:30pm) | Miro | 1 | https://miro.co.za/img/p/2/3/7/3/2373.jpg | https://miro.co.za/index.php?controller=attachment&id_attachment=3259 | UN-IPC322SR3-VSPF28C Data Sheet
3 | Uniview | UN-IPC3231ER-DV | UNV - H.265 - 1.3MP Fixed Dome Camera | <p><strong>FEATURES</strong></p> <ul> <li>Day/night functionality</li> <li>Smart IR, up to 30 m (98 ft) IR distance</li> <li>3D DNR (Digital Noise Reduction)</li> <li>Lowlight surveillance</li> </ul> <p><strong>PRODUCT SPECIFICATIONS</strong></p> <table style="width: 520px;"> <tbody> <tr style="height: 45px;"> <td style="height: 45px; width: 205.556px;">Brand</td> <td style="height: 45px; width: 295.444px;"> <p class="h1 page-title">Uniview</p> </td> </tr> <tr style="height: 35px;"> <td style="height: 35px; width: 205.556px;">Item model number</td> <td style="height: 35px; width: 295.444px;"> <p>UN-IPC3231ER-DV</p> </td> </tr> <tr style="height: 49px;"> <td style="height: 49px; width: 205.556px;">Product Type</td> <td style="height: 49px; width: 295.444px;"> <p>Camera</p> </td> </tr> <tr style="height: 49px;"> <td style="height: 49px; width: 205.556px;">Sensor</td> <td style="height: 49px; width: 295.444px;"> <p>1/3", 1.3 megapixel, progressive scan CMOS</p> </td> </tr> <tr style="height: 49px;"> <td style="height: 49px; width: 205.556px;">Min. Illumination</td> <td style="height: 49px; width: 295.444px;">Colour: 0.002 Lux (F1.4, AGC ON) 0 Lux with IR</td> </tr> <tr style="height: 49px;"> <td style="height: 49px; width: 205.556px;">Day/Night</td> <td style="height: 49px; width: 295.444px;">IR-cut filter with auto switch (ICR)</td> </tr> <tr style="height: 49.6111px;"> <td style="height: 49.6111px; width: 205.556px;">Lens</td> <td style="height: 49.6111px; width: 295.444px;">2.8~12 mm@F1.4; Angle of View (H): 90.0&deg; (wide) ~28&deg; (tele)</td> </tr> <tr style="height: 49px;"> <td style="height: 49px; width: 205.556px;">S/N</td> <td style="height: 49px; width: 295.444px;">&gt;50dB</td> </tr> <tr style="height: 49px;"> <td style="height: 49px; width: 205.556px;">IR Range</td> <td style="height: 49px; width: 295.444px;">Up to 30m (98 ft) IR range</td> </tr> <tr style="height: 49px;"> <td style="height: 49px; width: 205.556px;">WDR</td> <td style="height: 49px; width: 295.444px;">120dB</td> </tr> <tr style="height: 49px;"> <td style="height: 49px; width: 205.556px;">Max. Resolution</td> <td style="height: 49px; width: 295.444px;">1280 &times; 960</td> </tr> <tr style="height: 49px;"> <td style="height: 49px; width: 205.556px;">Video Compression</td> <td style="height: 49px; width: 295.444px;">H.265,H.264,MJPEG</td> </tr> </tbody> </table> | No Analytics, 12VDC, PoE, IR 30 m, 2.8mm, IP 66, Micro SD | 1199 | 1586 | 1428 | IN STOCK at EXTERNAL supplier. <br> If ordered before 10AM: <br>DELIVERED next business day (main centres) <br>or 3-5 business days (regional areas or large items)<br> COLLECTION from Geewiz available Same Day (approx 4:30pm) | Miro | 1 | https://miro.co.za/img/p/2/3/7/6/2376.jpg | https://miro.co.za/index.php?controller=attachment&id_attachment=3260 | UN-IPC3231ER-DV Data Sheet
3 | Uniview | UN-IPC3231ER-VS | UNV-H.264 - 1.3MP Fixed Dome Camera | <p><strong>FEATURES</strong></p> <ul> <li>Day/night functionality</li> <li>Smart IR, up to 30 m (98 ft) IR distance</li> <li>3D DNR (Digital Noise Reduction)</li> <li>Lowlight surveillance</li> </ul> <p><strong>PRODUCT SPECIFICATIONS</strong></p> <table style="width: 520px;"> <tbody> <tr style="height: 45px;"> <td style="height: 45px; width: 205.556px;">Brand</td> <td style="height: 45px; width: 295.444px;"> <p class="h1 page-title">Uniview</p> </td> </tr> <tr style="height: 35px;"> <td style="height: 35px; width: 205.556px;">Item model number</td> <td style="height: 35px; width: 295.444px;"> <p>UN-IPC3231ER-VS</p> </td> </tr> <tr style="height: 49px;"> <td style="height: 49px; width: 205.556px;">Product Type</td> <td style="height: 49px; width: 295.444px;"> <p>Camera</p> </td> </tr> <tr style="height: 49px;"> <td style="height: 49px; width: 205.556px;">Sensor</td> <td style="height: 49px; width: 295.444px;"> <p>1/3", 1.3 megapixel, progressive scan CMOS</p> </td> </tr> <tr style="height: 49px;"> <td style="height: 49px; width: 205.556px;">Min. Illumination</td> <td style="height: 49px; width: 295.444px;">Colour: 0.03 Lux (F1.4, 50IRE) Black &amp; White: 0.01Lux (F1.4, 50IRE)</td> </tr> <tr style="height: 49px;"> <td style="height: 49px; width: 205.556px;">Day/Night</td> <td style="height: 49px; width: 295.444px;">IR-cut filter with auto switch (ICR)</td> </tr> <tr style="height: 49.6111px;"> <td style="height: 49.6111px; width: 205.556px;">Lens</td> <td style="height: 49.6111px; width: 295.444px;">2.8~12 mm@F1.4; Angle of View (H): 90.0&deg; (wide) ~28&deg; (tele)</td> </tr> <tr style="height: 49px;"> <td style="height: 49px; width: 205.556px;">S/N</td> <td style="height: 49px; width: 295.444px;">&gt;50dB</td> </tr> <tr style="height: 49px;"> <td style="height: 49px; width: 205.556px;">IR Range</td> <td style="height: 49px; width: 295.444px;">Up to 30m (98 ft) IR range</td> </tr> <tr style="height: 49px;"> <td style="height: 49px; width: 205.556px;">WDR</td> <td style="height: 49px; width: 295.444px;">Digital WDR</td> </tr> <tr style="height: 49px;"> <td style="height: 49px; width: 205.556px;">Max. Resolution</td> <td style="height: 49px; width: 295.444px;">1280 &times; 960</td> </tr> <tr style="height: 49px;"> <td style="height: 49px; width: 205.556px;">Video Compression</td> <td style="height: 49px; width: 295.444px;">H.264,MJPEG</td> </tr> </tbody> </table> | No Analytics, 12VDC, PoE, IR 30 m, 2.8mm, IP67, Micro SD | 1250 | 1653 | 1428 | IN STOCK at EXTERNAL supplier. <br> If ordered before 10AM: <br>DELIVERED next business day (main centres) <br>or 3-5 business days (regional areas or large items)<br> COLLECTION from Geewiz available Same Day (approx 4:30pm) | Miro | 1 | https://miro.co.za/img/p/2/3/7/9/2379.jpg | https://miro.co.za/index.php?controller=attachment&id_attachment=3261 | UN-IPC3231ER-VS Data Sheet
3 | Uniview | UN-IPC3232ER3-HDUVZ | UNV - Ultra H.265 - 2MP WDR Super Starlight Vandal Resistant Fixed Dome Camera | <p><strong>FEATURES</strong></p> <ul> <li>Day/night functionality</li> <li>Smart IR, up to 30 m (98 ft) IR distance</li> <li>2D/3D DNR (Digital Noise Reduction)</li> <li>Up to 120 dB OpticalWDR(Wide Dynamic Range)</li> </ul> <p><strong>PRODUCT SPECIFICATIONS</strong></p> <table style="width: 520px;"> <tbody> <tr style="height: 45px;"> <td style="height: 45px; width: 205.417px;">Brand</td> <td style="height: 45px; width: 294.583px;"> <p class="h1 page-title">Uniview</p> </td> </tr> <tr style="height: 35px;"> <td style="height: 35px; width: 205.417px;">Item model number</td> <td style="height: 35px; width: 294.583px;"> <p>UN-IPC3232ER3-HDUVZ</p> </td> </tr> <tr style="height: 49px;"> <td style="height: 49px; width: 205.417px;">Product Type</td> <td style="height: 49px; width: 294.583px;"> <p>Camera</p> </td> </tr> <tr style="height: 49px;"> <td style="height: 49px; width: 205.417px;">Sensor</td> <td style="height: 49px; width: 294.583px;"> <p>1/1.8", progressive scan,2.0 megapixel,CMOS</p> </td> </tr> <tr style="height: 49px;"> <td style="height: 49px; width: 205.417px;">Min. Illumination</td> <td style="height: 49px; width: 294.583px;">Colour:0.001 Lux (F1.5, AGC ON) 0Lux with IR</td> </tr> <tr style="height: 49px;"> <td style="height: 49px; width: 205.417px;">Day/Night</td> <td style="height: 49px; width: 294.583px;">IR-cut filter with auto switch (ICR)</td> </tr> <tr style="height: 49.6111px;"> <td style="height: 49.6111px; width: 205.417px;">Lens</td> <td style="height: 49.6111px; width: 294.583px;">2.8~12mm, AF automatic focusing and motorized zoom lens</td> </tr> <tr style="height: 49px;"> <td style="height: 49px; width: 205.417px;">S/N</td> <td style="height: 49px; width: 294.583px;">&gt;52dB</td> </tr> <tr style="height: 49px;"> <td style="height: 49px; width: 205.417px;">IR Range</td> <td style="height: 49px; width: 294.583px;">Up to 30m (98 ft) IR range</td> </tr> <tr style="height: 49px;"> <td style="height: 49px; width: 205.417px;">WDR</td> <td style="height: 49px; width: 294.583px;">120dB</td> </tr> <tr style="height: 49px;"> <td style="height: 49px; width: 205.417px;">Defog</td> <td style="height: 49px; width: 294.583px;">Digital Defog</td> </tr> <tr style="height: 49px;"> <td style="height: 49px; width: 205.417px;">Video Compression</td> <td style="height: 49px; width: 294.583px;">Ultra 265,H.265,H.264,MJPEG</td> </tr> </tbody> </table> | Smar Analytics, 12V DC, PoE, IR 30m, 2.8mm lens, IP67, IK10, Micro SD 128GB | 5811 | 7685 | 1428 | IN STOCK at EXTERNAL supplier. <br> If ordered before 10AM: <br>DELIVERED next business day (main centres) <br>or 3-5 business days (regional areas or large items)<br> COLLECTION from Geewiz available Same Day (approx 4:30pm) | Miro | 1 | https://miro.co.za/img/p/2/3/9/0/2390.jpg | https://miro.co.za/index.php?controller=attachment&id_attachment=3262 | UN-IPC3232ER3-HDUVZ Data Sheet
3 | Uniview | UN-IPC3232ER-VS | UNV - Ultra H.265 - 2MP Fixed Vandal Dome Camera | <p><strong>FEATURES</strong></p> <ul> <li>Day/night functionality</li> <li>Smart IR, up to 30 m (98 ft) IR distance</li> <li>3D DNR (Digital Noise Reduction)</li> <li>Lowlight surveillance</li> </ul> <p><strong>PRODUCT SPECIFICATIONS</strong></p> <table style="width: 520px;"> <tbody> <tr style="height: 45px;"> <td style="height: 45px; width: 205.417px;">Brand</td> <td style="height: 45px; width: 294.583px;"> <p class="h1 page-title">Uniview</p> </td> </tr> <tr style="height: 35px;"> <td style="height: 35px; width: 205.417px;">Item model number</td> <td style="height: 35px; width: 294.583px;"> <p>UN-IPC3232ER-VS</p> </td> </tr> <tr style="height: 49px;"> <td style="height: 49px; width: 205.417px;">Product Type</td> <td style="height: 49px; width: 294.583px;"> <p>Camera</p> </td> </tr> <tr style="height: 49px;"> <td style="height: 49px; width: 205.417px;">Sensor</td> <td style="height: 49px; width: 294.583px;"> <p>1/2.9", 2 Megapixel, progressive scan CMOS</p> </td> </tr> <tr style="height: 49px;"> <td style="height: 49px; width: 205.417px;">Min. Illumination</td> <td style="height: 49px; width: 294.583px;">Colour: 0.03 Lux (F1.4, 50IRE) Black &amp; White: 0.01Lux (F1.4, 50IRE)</td> </tr> <tr style="height: 49px;"> <td style="height: 49px; width: 205.417px;">Day/Night</td> <td style="height: 49px; width: 294.583px;">IR-cut filter with auto switch (ICR)</td> </tr> <tr style="height: 49.6111px;"> <td style="height: 49.6111px; width: 205.417px;">Lens</td> <td style="height: 49.6111px; width: 294.583px;">2.8~12 mm@F1.4; Angle of View (H): 100.0&deg; (wide) ~30&deg; (tele)</td> </tr> <tr style="height: 49px;"> <td style="height: 49px; width: 205.417px;">S/N</td> <td style="height: 49px; width: 294.583px;">&gt;52dB</td> </tr> <tr style="height: 49px;"> <td style="height: 49px; width: 205.417px;">IR Range</td> <td style="height: 49px; width: 294.583px;">Up to 30m (98 ft) IR range</td> </tr> <tr style="height: 49px;"> <td style="height: 49px; width: 205.417px;">WDR</td> <td style="height: 49px; width: 294.583px;">Digital WDR</td> </tr> <tr style="height: 49px;"> <td style="height: 49px; width: 205.417px;">Max. Resolution</td> <td style="height: 49px; width: 294.583px;">1920 &times; 1080</td> </tr> <tr style="height: 49px;"> <td style="height: 49px; width: 205.417px;">Video Compression</td> <td style="height: 49px; width: 294.583px;">H.264,MJPEG</td> </tr> </tbody> </table> | No Analytics, 12 VDC, PoE, IR 30m, 2.8-12 mm lens, IP66, Micro SD | 1240 | 1640 | 1428 | IN STOCK at EXTERNAL supplier. <br> If ordered before 10AM: <br>DELIVERED next business day (main centres) <br>or 3-5 business days (regional areas or large items)<br> COLLECTION from Geewiz available Same Day (approx 4:30pm) | Miro | 1 | https://miro.co.za/img/p/2/3/8/6/2386.jpg | https://miro.co.za/index.php?controller=attachment&id_attachment=3264 | UN-IPC3232ER-VS Data Sheet
3 | Uniview | UN-IPC3234LR3-VSPZ-D | UNV - Ultra H.265 - 4MP Vandal resistant Fixed Dome Camera | <p><strong>FEATURES</strong></p> <ul> <li>Day/night functionality</li> <li>Smart IR, up to 30 m (98 ft) IR distance</li> <li>2D/3D DNR (Digital Noise Reduction)</li> <li>IR anti-reflection window to increase the infrared transmittance</li> </ul> <p><strong>PRODUCT SPECIFICATIONS</strong></p> <table style="width: 520px;"> <tbody> <tr style="height: 45px;"> <td style="height: 45px; width: 188.146px;">Brand</td> <td style="height: 45px; width: 309.854px;"> <p class="h1 page-title">Uniview</p> </td> </tr> <tr style="height: 35px;"> <td style="height: 35px; width: 188.146px;">Item model number</td> <td style="height: 35px; width: 309.854px;"> <p>UN-IPC3234LR3-VSPZ-D</p> </td> </tr> <tr style="height: 49px;"> <td style="height: 49px; width: 188.146px;">Product Type</td> <td style="height: 49px; width: 309.854px;"> <p>Camera</p> </td> </tr> <tr style="height: 49px;"> <td style="height: 49px; width: 188.146px;">Sensor</td> <td style="height: 49px; width: 309.854px;"> <p>1/3", 4.0 megapixel, progressive scan, CMOS</p> </td> </tr> <tr style="height: 49px;"> <td style="height: 49px; width: 188.146px;">Min. Illumination</td> <td style="height: 49px; width: 309.854px;">Colour: 0.02Lux (F1.6 AGC ON) 0 Lux with IR</td> </tr> <tr style="height: 49px;"> <td style="height: 49px; width: 188.146px;">Day/Night</td> <td style="height: 49px; width: 309.854px;">IR-cut filter with auto switch (ICR)</td> </tr> <tr style="height: 49.6111px;"> <td style="height: 49.6111px; width: 188.146px;">Lens</td> <td style="height: 49.6111px; width: 309.854px;">2.8~12 mm, manual zoom lens</td> </tr> <tr style="height: 49px;"> <td style="height: 49px; width: 188.146px;">Digital noise reduction</td> <td style="height: 49px; width: 309.854px;">2D/3D DNR</td> </tr> <tr style="height: 49px;"> <td style="height: 49px; width: 188.146px;">IR Range</td> <td style="height: 49px; width: 309.854px;">Up to 30m (98 ft) IR range</td> </tr> <tr style="height: 49px;"> <td style="height: 49px; width: 188.146px;">WDR</td> <td style="height: 49px; width: 309.854px;">DWDR</td> </tr> <tr style="height: 49px;"> <td style="height: 49px; width: 188.146px;">Defog</td> <td style="height: 49px; width: 309.854px;">Digital Defog</td> </tr> <tr style="height: 49px;"> <td style="height: 49px; width: 188.146px;">Video Compression</td> <td style="height: 49px; width: 309.854px;">Ultra 265,H.265, H.264,MJPEG</td> </tr> </tbody> </table> | No Analytics, 12V DC, PoE, 2.8-12mm Motorised lens, IR 30m, IP67, IK10, Micro SD 128GB | 1887 | 2496 | 1428 | IN STOCK at EXTERNAL supplier. <br> If ordered before 10AM: <br>DELIVERED next business day (main centres) <br>or 3-5 business days (regional areas or large items)<br> COLLECTION from Geewiz available Same Day (approx 4:30pm) | Miro | 1 | https://miro.co.za/img/p/2/9/0/1/2901.jpg | https://miro.co.za/index.php?controller=attachment&id_attachment=3265 | UN-IPC3234LR3-VSPZ-D Data Sheet
3 | Uniview | UN-IPC3234SR3-DVZ28 | UNV - Ultra H.265 - 4MP Fixed Motorised Vandal Dome Camera | <p><strong>FEATURES</strong></p> <ul> <li>Day/night functionality</li> <li>Smart IR, up to 30 m (98 ft) IR distance</li> <li>3D DNR (Digital Noise Reduction)</li> <li>Lowlight surveillance</li> </ul> <p><strong>PRODUCT SPECIFICATIONS</strong></p> <table style="width: 520px;"> <tbody> <tr style="height: 45px;"> <td style="height: 45px; width: 188.146px;">Brand</td> <td style="height: 45px; width: 309.854px;"> <p class="h1 page-title">Uniview</p> </td> </tr> <tr style="height: 35px;"> <td style="height: 35px; width: 188.146px;">Item model number</td> <td style="height: 35px; width: 309.854px;"> <p>UN-IPC3234SR3-DVZ28</p> </td> </tr> <tr style="height: 49px;"> <td style="height: 49px; width: 188.146px;">Product Type</td> <td style="height: 49px; width: 309.854px;"> <p>Camera</p> </td> </tr> <tr style="height: 49px;"> <td style="height: 49px; width: 188.146px;">Sensor</td> <td style="height: 49px; width: 309.854px;"> <p>1/3", 4.0 megapixel, progressive scan CMOS</p> </td> </tr> <tr style="height: 49px;"> <td style="height: 49px; width: 188.146px;">Min. Illumination</td> <td style="height: 49px; width: 309.854px;">Colour: 0.02 Lux (F1.6, AGC ON) 0 Lux with IR</td> </tr> <tr style="height: 49px;"> <td style="height: 49px; width: 188.146px;">Day/Night</td> <td style="height: 49px; width: 309.854px;">IR-cut filter with auto switch (ICR)</td> </tr> <tr style="height: 49.6111px;"> <td style="height: 49.6111px; width: 188.146px;">Lens</td> <td style="height: 49.6111px; width: 309.854px;">2.8~12 mm@F1.6; Angle of View (H): 105.0&deg; (wide) ~30&deg; (tele)</td> </tr> <tr style="height: 49px;"> <td style="height: 49px; width: 188.146px;">S/N</td> <td style="height: 49px; width: 309.854px;">&gt;52dB</td> </tr> <tr style="height: 49px;"> <td style="height: 49px; width: 188.146px;">IR Range</td> <td style="height: 49px; width: 309.854px;">Up to 30m (98 ft) IR range</td> </tr> <tr style="height: 49px;"> <td style="height: 49px; width: 188.146px;">WDR</td> <td style="height: 49px; width: 309.854px;">Optical WDR(up to 120dB)</td> </tr> <tr style="height: 49px;"> <td style="height: 49px; width: 188.146px;">Max. Resolution</td> <td style="height: 49px; width: 309.854px;">2592 &times; 1520</td> </tr> <tr style="height: 49px;"> <td style="height: 49px; width: 188.146px;">Video Compression</td> <td style="height: 49px; width: 309.854px;">H.264,MJPEG</td> </tr> </tbody> </table> | Smart Analytics, 12V DC, PoE, IR 30m, 2.8- 12mm lens, IP66, Micro SD | 2549 | 3371 | 1428 | IN STOCK at EXTERNAL supplier. <br> If ordered before 10AM: <br>DELIVERED next business day (main centres) <br>or 3-5 business days (regional areas or large items)<br> COLLECTION from Geewiz available Same Day (approx 4:30pm) | Miro | 1 | https://miro.co.za/img/p/2/3/9/6/2396.jpg | https://miro.co.za/index.php?controller=attachment&id_attachment=3267 | UN-IPC3234SR3-DVZ28 Data Sheet
3 | Uniview | UN-IPC3235LR3-VSPZ-D | UNV - Ultra H.265 - 5MP Motorised Dome Camera | <p><strong>FEATURES</strong></p> <ul> <li>Day/night functionality</li> <li>Smart IR, up to 30 m (98 ft) IR distance</li> <li>2D/3D DNR (Digital Noise Reduction)</li> <li>IR anti-reflection window to increase the infrared transmittance</li> </ul> <p><strong>PRODUCT SPECIFICATIONS</strong></p> <table style="width: 520px;"> <tbody> <tr style="height: 45px;"> <td style="height: 45px; width: 182.628px;">Brand</td> <td style="height: 45px; width: 314.372px;"> <p class="h1 page-title">Uniview</p> </td> </tr> <tr style="height: 35px;"> <td style="height: 35px; width: 182.628px;">Item model number</td> <td style="height: 35px; width: 314.372px;"> <p>UN-IPC3235LR3-VSPZ-D</p> </td> </tr> <tr style="height: 49.2778px;"> <td style="height: 49.2778px; width: 182.628px;">Product Type</td> <td style="height: 49.2778px; width: 314.372px;"> <p>Camera</p> </td> </tr> <tr style="height: 49px;"> <td style="height: 49px; width: 182.628px;">Sensor</td> <td style="height: 49px; width: 314.372px;"> <p>1/2.7", 5.0 megapixel, progressive scan, CMOS</p> </td> </tr> <tr style="height: 49px;"> <td style="height: 49px; width: 182.628px;">Min. Illumination</td> <td style="height: 49px; width: 314.372px;">Colour: 0.005Lux (F1.6 AGC ON) 0 Lux with IR</td> </tr> <tr style="height: 49px;"> <td style="height: 49px; width: 182.628px;">Day/Night</td> <td style="height: 49px; width: 314.372px;">IR-cut filter with auto switch (ICR)</td> </tr> <tr style="height: 49px;"> <td style="height: 49px; width: 182.628px;">Lens</td> <td style="height: 49px; width: 314.372px;">2.8~12 mm, manual zoom lens</td> </tr> <tr style="height: 49px;"> <td style="height: 49px; width: 182.628px;">Digital noise reduction</td> <td style="height: 49px; width: 314.372px;">2D/3D DNR</td> </tr> <tr style="height: 49px;"> <td style="height: 49px; width: 182.628px;">IR Range</td> <td style="height: 49px; width: 314.372px;">Up to 30m (98 ft) IR range</td> </tr> <tr style="height: 49px;"> <td style="height: 49px; width: 182.628px;">WDR</td> <td style="height: 49px; width: 314.372px;">DWDR</td> </tr> <tr style="height: 49px;"> <td style="height: 49px; width: 182.628px;">Defog</td> <td style="height: 49px; width: 314.372px;">Digital Defog</td> </tr> <tr style="height: 49px;"> <td style="height: 49px; width: 182.628px;">Video Compression</td> <td style="height: 49px; width: 314.372px;">Ultra 265,H.265, H.264,MJPEG</td> </tr> </tbody> </table> | No Analytics, DC 12V, PoE, 2.8-12mm lens, IP67, IK10, Micro SD 128GB | 2153 | 2847 | 1428 | IN STOCK at EXTERNAL supplier. <br> If ordered before 10AM: <br>DELIVERED next business day (main centres) <br>or 3-5 business days (regional areas or large items)<br> COLLECTION from Geewiz available Same Day (approx 4:30pm) | Miro | 1 | https://miro.co.za/img/p/2/3/9/8/2398.jpg | https://miro.co.za/index.php?controller=attachment&id_attachment=3268 | UN-IPC3235LR3-VSPZ-D Data Sheet
3 | Uniview | UN-IPC3238ER3-DVZ | UNV - Ultra H.265 - 8MP WDR Vandal resistant &amp; Vari-focal 4K Dome Camera | <p><strong>FEATURES</strong></p> <ul> <li>Day/night functionality</li> <li>Smart IR, up to 30 m (98 ft) IR distance</li> <li>2D/3D DNR (Digital Noise Reduction)</li> </ul> <p><strong>PRODUCT SPECIFICATIONS</strong></p> <table style="width: 520px;"> <tbody> <tr style="height: 45px;"> <td style="height: 45px; width: 182.628px;">Brand</td> <td style="height: 45px; width: 314.372px;"> <p class="h1 page-title">Uniview</p> </td> </tr> <tr style="height: 35px;"> <td style="height: 35px; width: 182.628px;">Item model number</td> <td style="height: 35px; width: 314.372px;"> <p>UN-IPC3238ER3-DVZ</p> </td> </tr> <tr style="height: 49px;"> <td style="height: 49px; width: 182.628px;">Product Type</td> <td style="height: 49px; width: 314.372px;"> <p>Camera</p> </td> </tr> <tr style="height: 49px;"> <td style="height: 49px; width: 182.628px;">Sensor</td> <td style="height: 49px; width: 314.372px;"> <p>1/2.5", progressive scan ,8.0 megapixel, CMOS</p> </td> </tr> <tr style="height: 49px;"> <td style="height: 49px; width: 182.628px;">Lens</td> <td style="height: 49px; width: 314.372px;"> <p>2.8-12 mm &reg;F1.6</p> </td> </tr> <tr style="height: 49px;"> <td style="height: 49px; width: 182.628px;">Angle of View (H)</td> <td style="height: 49px; width: 314.372px;">79.6&deg; (wide) -34.9&deg; (tele)&nbsp;</td> </tr> <tr style="height: 49px;"> <td style="height: 49px; width: 182.628px;">Illumination</td> <td style="height: 49px; width: 314.372px;">OLux with IR</td> </tr> <tr style="height: 49px;"> <td style="height: 49px; width: 182.628px;">IR Range</td> <td style="height: 49px; width: 314.372px;">Smart-IR, up to 30m (98 ft)</td> </tr> <tr style="height: 49px;"> <td style="height: 49px; width: 182.628px;">Day/Night</td> <td style="height: 49px; width: 314.372px;">IR-cut filter with auto switch (ICR)</td> </tr> <tr style="height: 49px;"> <td style="height: 49px; width: 182.628px;">Digital noise reduction</td> <td style="height: 49px; width: 314.372px;">2D/3D DNR</td> </tr> <tr style="height: 49.2917px;"> <td style="height: 49.2917px; width: 182.628px;">Video Compression&nbsp;</td> <td style="height: 49.2917px; width: 314.372px;">Ultra 265,1-L265,1-L264, MJPEG </td> </tr> </tbody> </table> | Smart Analytics, 12V DC, PoE, IR 30m, 2.8-12mm lens, IP 67, IK10, Micro SD 128GB | 7679 | 10155 | 1428 | IN STOCK at EXTERNAL supplier. <br> If ordered before 10AM: <br>DELIVERED next business day (main centres) <br>or 3-5 business days (regional areas or large items)<br> COLLECTION from Geewiz available Same Day (approx 4:30pm) | Miro | 1 | https://miro.co.za/img/p/2/4/0/1/2401.jpg |  | UN-IPC3238ER3-DVZ Data Sheet
3 | Uniview | UN-IPC324ER3-DVPF28 | UNV - Ultra H.265 - 4MP WDR Vandal Resistant Fixed Dome Camera | <p><strong>FEATURES</strong></p> <ul> <li>Day/night functionality</li> <li>Smart IR, up to 30 m (98 ft) IR distance</li> <li>3D DNR (Digital Noise Reduction)</li> <li>Up to 120 dB WDR (Wide Dynamic Range)</li> </ul> <p><strong>PRODUCT SPECIFICATIONS</strong></p> <table style="width: 520px;"> <tbody> <tr style="height: 45px;"> <td style="height: 45px; width: 182.628px;">Brand</td> <td style="height: 45px; width: 314.372px;"> <p class="h1 page-title">Uniview</p> </td> </tr> <tr style="height: 35px;"> <td style="height: 35px; width: 182.628px;">Item model number</td> <td style="height: 35px; width: 314.372px;"> <p>UN-IPC324ER3-DVPF28</p> </td> </tr> <tr style="height: 49px;"> <td style="height: 49px; width: 182.628px;">Product Type</td> <td style="height: 49px; width: 314.372px;"> <p>Camera</p> </td> </tr> <tr style="height: 49px;"> <td style="height: 49px; width: 182.628px;">Sensor</td> <td style="height: 49px; width: 314.372px;"> <p>1/3", 4 megapixel, progressive scan CMOS</p> </td> </tr> <tr style="height: 49px;"> <td style="height: 49px; width: 182.628px;">Day/Night</td> <td style="height: 49px; width: 314.372px;">IR-cut filter with auto switch (ICR)</td> </tr> <tr style="height: 49px;"> <td style="height: 49px; width: 182.628px;">Min. Illumination</td> <td style="height: 49px; width: 314.372px;">Colour: 0.02 Lux (F2.0, AGC ON) 0 Lux with IR</td> </tr> <tr style="height: 49.6111px;"> <td style="height: 49.6111px; width: 182.628px;">S/N</td> <td style="height: 49.6111px; width: 314.372px;">&gt;55 dB</td> </tr> <tr style="height: 49px;"> <td style="height: 49px; width: 182.628px;">WDR</td> <td style="height: 49px; width: 314.372px;">120 dB</td> </tr> <tr style="height: 49px;"> <td style="height: 49px; width: 182.628px;">Max. Resolution</td> <td style="height: 49px; width: 314.372px;">2592 &times; 1520</td> </tr> <tr style="height: 49px;"> <td style="height: 49px; width: 182.628px;">Video Compression</td> <td style="height: 49px; width: 314.372px;">H.265, H.264, MJPEG</td> </tr> </tbody> </table> | No Analytics, 12V DC, PoE, IR 30m, 2.8mm, IP66, IK10, Micro SD 128GB | 1524 | 2015 | 1428 | IN STOCK at EXTERNAL supplier. <br> If ordered before 10AM: <br>DELIVERED next business day (main centres) <br>or 3-5 business days (regional areas or large items)<br> COLLECTION from Geewiz available Same Day (approx 4:30pm) | Miro | 1 | https://miro.co.za/img/p/2/4/0/4/2404.jpg | https://miro.co.za/index.php?controller=attachment&id_attachment=3269 | UN-IPC324ER3-DVPF28 Data Sheet
3 | Uniview | UN-IPC324SR3-DVPF28-F | UNV - Ultra H.265 - 4MP WDR Vandal Resistant Dome Camera - Human Body Detection | <p><strong>FEATURES</strong></p> <ul> <li>Day/night functionality</li> <li>Smart IR, up to 30 m (98 ft) IR distance</li> <li>2D/3D DNR (Digital Noise Reduction)</li> <li>Up to 120 dB WDR (Wide Dynamic Range)</li> </ul> <p><strong>PRODUCT SPECIFICATIONS</strong></p> <table style="width: 520px;"> <tbody> <tr style="height: 45px;"> <td style="height: 45px; width: 182.628px;">Brand</td> <td style="height: 45px; width: 314.372px;"> <p class="h1 page-title">Uniview</p> </td> </tr> <tr style="height: 35px;"> <td style="height: 35px; width: 182.628px;">Item model number</td> <td style="height: 35px; width: 314.372px;"> <p>UN-IPC324SR3-DVPF28-F</p> </td> </tr> <tr style="height: 49px;"> <td style="height: 49px; width: 182.628px;">Product Type</td> <td style="height: 49px; width: 314.372px;"> <p>Camera</p> </td> </tr> <tr style="height: 49px;"> <td style="height: 49px; width: 182.628px;">Sensor</td> <td style="height: 49px; width: 314.372px;"> <p>1/3", 4.0 megapixel, progressive scan, CMOS</p> </td> </tr> <tr style="height: 49px;"> <td style="height: 49px; width: 182.628px;">Day/Night</td> <td style="height: 49px; width: 314.372px;">IR-cut filter with auto switch (ICR)</td> </tr> <tr style="height: 49px;"> <td style="height: 49px; width: 182.628px;">Min. Illumination</td> <td style="height: 49px; width: 314.372px;">Colour: 0.01Lux (F2.0, AGC ON) 0Lux with IR</td> </tr> <tr style="height: 49.6111px;"> <td style="height: 49.6111px; width: 182.628px;">Digital noise reduction</td> <td style="height: 49.6111px; width: 314.372px;">2D/3D DNR</td> </tr> <tr style="height: 49px;"> <td style="height: 49px; width: 182.628px;">S/N</td> <td style="height: 49px; width: 314.372px;">&gt;56dB</td> </tr> <tr style="height: 49px;"> <td style="height: 49px; width: 182.628px;">IR Range</td> <td style="height: 49px; width: 314.372px;">Up to 30m (98ft) IR range</td> </tr> <tr style="height: 49px;"> <td style="height: 49px; width: 182.628px;">WDR</td> <td style="height: 49px; width: 314.372px;">120dB</td> </tr> <tr style="height: 49px;"> <td style="height: 49px; width: 182.628px;">Video Compression</td> <td style="height: 49px; width: 314.372px;">Ultra 265, H.265, H.264, MJPEG</td> </tr> </tbody> </table> | Smart Analytics, 12V DC, PoE, IR 30m, 2.8 mm lens, IP67, IK10 Micro SD Slot 256 GB | 1229 | 1625 | 1428 | IN STOCK at EXTERNAL supplier. <br> If ordered before 10AM: <br>DELIVERED next business day (main centres) <br>or 3-5 business days (regional areas or large items)<br> COLLECTION from Geewiz available Same Day (approx 4:30pm) | Miro | 1 | https://miro.co.za/img/p/2/4/1/3/2413.jpg | https://miro.co.za/index.php?controller=attachment&id_attachment=3272 | UN-IPC324SR3-DVPF28-F Data Sheet
3 | Uniview | UN-IPC325ER3-DUVPF28 | UNV - Ultra H.265 - 5MP WDR Starlight Vanda lResistant Fixed Dome Camera | <p><strong>FEATURES</strong></p> <ul> <li>Day/night functionality</li> <li>Smart IR, up to 30 m (98 ft) IR distance</li> <li>2D/3D DNR (Digital Noise Reduction)</li> <li>Up to 120 dB WDR (Wide Dynamic Range)</li> <li>Starlight illumination</li> </ul> <p><strong>PRODUCT SPECIFICATIONS</strong></p> <table style="width: 520px;"> <tbody> <tr style="height: 45px;"> <td style="height: 45px; width: 182.628px;">Brand</td> <td style="height: 45px; width: 314.372px;"> <p class="h1 page-title">Uniview</p> </td> </tr> <tr style="height: 35px;"> <td style="height: 35px; width: 182.628px;">Item model number</td> <td style="height: 35px; width: 314.372px;"> <p>UN-IPC325ER3-DUVPF28</p> </td> </tr> <tr style="height: 49px;"> <td style="height: 49px; width: 182.628px;">Product Type</td> <td style="height: 49px; width: 314.372px;"> <p>Camera</p> </td> </tr> <tr style="height: 49px;"> <td style="height: 49px; width: 182.628px;">Sensor</td> <td style="height: 49px; width: 314.372px;"> <p>1/2.7", 5.0 megapixel, progressive scan, CMOS</p> </td> </tr> <tr style="height: 49px;"> <td style="height: 49px; width: 182.628px;">Day/Night</td> <td style="height: 49px; width: 314.372px;">IR-cut filter with auto switch (ICR)</td> </tr> <tr style="height: 49px;"> <td style="height: 49px; width: 182.628px;">Min. Illumination</td> <td style="height: 49px; width: 314.372px;">Colour: 0.005Lux (F1.6, AGC ON) 0Lux with IR</td> </tr> <tr style="height: 49.6111px;"> <td style="height: 49.6111px; width: 182.628px;">Digital noise reduction</td> <td style="height: 49.6111px; width: 314.372px;">2D/3D DNR</td> </tr> <tr style="height: 49px;"> <td style="height: 49px; width: 182.628px;">S/N</td> <td style="height: 49px; width: 314.372px;">&gt;55dB</td> </tr> <tr style="height: 49px;"> <td style="height: 49px; width: 182.628px;">IR Range</td> <td style="height: 49px; width: 314.372px;">Up to 30m (98ft) IR range</td> </tr> <tr style="height: 49px;"> <td style="height: 49px; width: 182.628px;">Defog</td> <td style="height: 49px; width: 314.372px;">Digital Defog</td> </tr> <tr style="height: 49px;"> <td style="height: 49px; width: 182.628px;">WDR</td> <td style="height: 49px; width: 314.372px;">120dB</td> </tr> <tr style="height: 49px;"> <td style="height: 49px; width: 182.628px;">Video Compression</td> <td style="height: 49px; width: 314.372px;">Ultra 265, H.264, MJPEG</td> </tr> </tbody> </table> | Smart Analytics, 12VDC, PoE, IR 30m, 2.8mm lens, IP67, IK10, Micro SD 256GB, 3-Axis | 1753 | 2318 | 1428 | IN STOCK at EXTERNAL supplier. <br> If ordered before 10AM: <br>DELIVERED next business day (main centres) <br>or 3-5 business days (regional areas or large items)<br> COLLECTION from Geewiz available Same Day (approx 4:30pm) | Miro | 1 | https://miro.co.za/img/p/2/4/1/6/2416.jpg | https://miro.co.za/index.php?controller=attachment&id_attachment=3273 | UN-IPC325ER3-DUVPF28 Data Sheet
3 | Uniview | UN-IPC324ER3-DVPF36 | UNV - Ultra H.265 - 4MP Fixed Vandal Resistant Dome Camera | <p><strong>FEATURES</strong></p> <ul> <li>Day/night functionality</li> <li>Smart IR, up to 30 m (98 ft) IR distance</li> <li>2D/3D DNR (Digital Noise Reduction)</li> <li>Up to 120 dB WDR (Wide Dynamic Range)</li> </ul> <p><strong>PRODUCT SPECIFICATIONS</strong></p> <table style="width: 520px;"> <tbody> <tr style="height: 45px;"> <td style="height: 45px; width: 182.628px;">Brand</td> <td style="height: 45px; width: 314.372px;"> <p class="h1 page-title">Uniview</p> </td> </tr> <tr style="height: 35px;"> <td style="height: 35px; width: 182.628px;">Item model number</td> <td style="height: 35px; width: 314.372px;"> <p>UN-IPC324ER3-DVPF36</p> </td> </tr> <tr style="height: 49px;"> <td style="height: 49px; width: 182.628px;">Product Type</td> <td style="height: 49px; width: 314.372px;"> <p>Camera</p> </td> </tr> <tr style="height: 49px;"> <td style="height: 49px; width: 182.628px;">Sensor</td> <td style="height: 49px; width: 314.372px;"> <p>1/3", 4.0 megapixel, progressive scan, CMOS</p> </td> </tr> <tr style="height: 49px;"> <td style="height: 49px; width: 182.628px;">Day/Night</td> <td style="height: 49px; width: 314.372px;">IR-cut filter with auto switch (ICR)</td> </tr> <tr style="height: 49px;"> <td style="height: 49px; width: 182.628px;">Min. Illumination</td> <td style="height: 49px; width: 314.372px;">Colour: 0.03Lux (F2.0, AGC ON) 0Lux with IR</td> </tr> <tr style="height: 49.6111px;"> <td style="height: 49.6111px; width: 182.628px;">wavelength</td> <td style="height: 49.6111px; width: 314.372px;">850nm</td> </tr> <tr style="height: 49px;"> <td style="height: 49px; width: 182.628px;">S/N</td> <td style="height: 49px; width: 314.372px;">&gt;55dB</td> </tr> <tr style="height: 49px;"> <td style="height: 49px; width: 182.628px;">IR Range</td> <td style="height: 49px; width: 314.372px;">Up to 30m (98ft) IR range</td> </tr> <tr style="height: 49px;"> <td style="height: 49px; width: 182.628px;">Defog</td> <td style="height: 49px; width: 314.372px;">Digital Defog</td> </tr> <tr style="height: 49px;"> <td style="height: 49px; width: 182.628px;">WDR</td> <td style="height: 49px; width: 314.372px;">120dB</td> </tr> <tr style="height: 49px;"> <td style="height: 49px; width: 182.628px;">Video Compression</td> <td style="height: 49px; width: 314.372px;">Ultra 265, H.264, MJPEG</td> </tr> </tbody> </table> | Smart Analytics, 12 V DC, PoE, IR 30m, 3.6mm lens, IP 67, IK10, Micro SD 128GB | 1691 | 2236 | 1428 | IN STOCK at EXTERNAL supplier. <br> If ordered before 10AM: <br>DELIVERED next business day (main centres) <br>or 3-5 business days (regional areas or large items)<br> COLLECTION from Geewiz available Same Day (approx 4:30pm) | Miro | 1 | https://miro.co.za/img/p/2/4/0/7/2407.jpg | https://miro.co.za/index.php?controller=attachment&id_attachment=3270 | UN-IPC324ER3-DVPF36 Data Sheet
3 | Uniview | UN-IPC325LR3VSPF40-D | UNV - Ultra H.265 - 5MP Vandal Resistant Fixed Dome Camera | <p><strong>FEATURES</strong></p> <ul> <li>Day/night functionality</li> <li>Smart IR, up to 30 m (98 ft) IR distance</li> <li>2D/3D DNR (Digital Noise Reduction)</li> <li>ONVIF Conformance</li> </ul> <p><strong>PRODUCT SPECIFICATIONS</strong></p> <table style="width: 520px;"> <tbody> <tr style="height: 45px;"> <td style="height: 45px; width: 182.628px;">Brand</td> <td style="height: 45px; width: 314.372px;"> <p class="h1 page-title">Uniview</p> </td> </tr> <tr style="height: 35px;"> <td style="height: 35px; width: 182.628px;">Item model number</td> <td style="height: 35px; width: 314.372px;"> <p>UN-IPC325LR3VSPF40-D</p> </td> </tr> <tr style="height: 49px;"> <td style="height: 49px; width: 182.628px;">Product Type</td> <td style="height: 49px; width: 314.372px;"> <p>Camera</p> </td> </tr> <tr style="height: 49px;"> <td style="height: 49px; width: 182.628px;">Sensor</td> <td style="height: 49px; width: 314.372px;"> <p>1/2.7", progressive scan, 5.0 megapixel, CMOS</p> </td> </tr> <tr style="height: 49px;"> <td style="height: 49px; width: 182.628px;">Day/Night</td> <td style="height: 49px; width: 314.372px;">IR-cut filter with auto switch (ICR)</td> </tr> <tr style="height: 49px;"> <td style="height: 49px; width: 182.628px;">Min. Illumination</td> <td style="height: 49px; width: 314.372px;">Colour: 0.02Lux (F2.0, AGC ON) 0Lux with IR</td> </tr> <tr style="height: 49.6111px;"> <td style="height: 49.6111px; width: 182.628px;">Digital noise reduction</td> <td style="height: 49.6111px; width: 314.372px;">2D/3D DNR</td> </tr> <tr style="height: 49px;"> <td style="height: 49px; width: 182.628px;">S/N</td> <td style="height: 49px; width: 314.372px;">&gt;52dB</td> </tr> <tr style="height: 49px;"> <td style="height: 49px; width: 182.628px;">IR Range</td> <td style="height: 49px; width: 314.372px;">Up to 30m (98ft) IR range</td> </tr> <tr style="height: 49px;"> <td style="height: 49px; width: 182.628px;">Shutter</td> <td style="height: 49px; width: 314.372px;">Auto/Manual, 1/6~1/100000 s</td> </tr> <tr style="height: 49px;"> <td style="height: 49px; width: 182.628px;">WDR</td> <td style="height: 49px; width: 314.372px;">DWDR</td> </tr> <tr style="height: 49px;"> <td style="height: 49px; width: 182.628px;">Video Compression</td> <td style="height: 49px; width: 314.372px;">Ultra 265,H.265,H.264,MJPEG</td> </tr> </tbody> </table> | No Analytics, 12V DC, PoE, IR 30m, 4.00mm lens , IP67 | 1198 | 1584 | 1428 | IN STOCK at EXTERNAL supplier. <br> If ordered before 10AM: <br>DELIVERED next business day (main centres) <br>or 3-5 business days (regional areas or large items)<br> COLLECTION from Geewiz available Same Day (approx 4:30pm) | Miro | 1 | https://miro.co.za/img/p/2/4/1/9/2419.jpg | https://miro.co.za/index.php?controller=attachment&id_attachment=3274 | UN-IPC325LR3VSPF40-D Data Sheet
3 | Uniview | UN-IPC3612SR3-PF36 | UNV-H.265 - 2MP Fixed Dome Camera | <p><strong>FEATURES</strong></p> <ul> <li>Day/night functionality</li> <li>Optical glass window with higher light transmittance</li> <li>IR anti-reflection window to increase the infrared transmittance</li> <li>Up to 30 m (98 ft) IR distance</li> <li>3D noise reduction</li> </ul> <p><strong>PRODUCT SPECIFICATIONS</strong></p> <table style="width: 520px;"> <tbody> <tr style="height: 45px;"> <td style="height: 45px; width: 182.628px;">Brand</td> <td style="height: 45px; width: 314.372px;"> <p class="h1 page-title">Uniview</p> </td> </tr> <tr style="height: 35px;"> <td style="height: 35px; width: 182.628px;">Item model number</td> <td style="height: 35px; width: 314.372px;"> <p>UN-IPC3612SR3-PF36</p> </td> </tr> <tr style="height: 49px;"> <td style="height: 49px; width: 182.628px;">Product Type</td> <td style="height: 49px; width: 314.372px;"> <p>Camera</p> </td> </tr> <tr style="height: 49px;"> <td style="height: 49px; width: 182.628px;">Sensor</td> <td style="height: 49px; width: 314.372px;"> <p>1/3", 2 megapixel, progressive scan, CMOS</p> </td> </tr> <tr style="height: 49px;"> <td style="height: 49px; width: 182.628px;">Day/Night</td> <td style="height: 49px; width: 314.372px;">IR-cut filter with auto switch (ICR)</td> </tr> <tr style="height: 49px;"> <td style="height: 49px; width: 182.628px;">IR</td> <td style="height: 49px; width: 314.372px;">30m (98 ft) IR range</td> </tr> <tr style="height: 49px;"> <td style="height: 49px; width: 182.628px;">AWB(Auto white balance)</td> <td style="height: 49px; width: 314.372px;">Auto/manual</td> </tr> <tr style="height: 49px;"> <td style="height: 49px; width: 182.628px;">Gain Control</td> <td style="height: 49px; width: 314.372px;">Auto/manual</td> </tr> <tr style="height: 49px;"> <td style="height: 49px; width: 182.628px;">WDR</td> <td style="height: 49px; width: 314.372px;">Digital</td> </tr> <tr style="height: 49px;"> <td style="height: 49px; width: 182.628px;">Noise Reduction</td> <td style="height: 49px; width: 314.372px;">2D/3D</td> </tr> <tr style="height: 49px;"> <td style="height: 49px; width: 182.628px;">Max. Resolution</td> <td style="height: 49px; width: 314.372px;">1920&times;1080</td> </tr> <tr style="height: 49px;"> <td style="height: 49px; width: 182.628px;">Video Compression</td> <td style="height: 49px; width: 314.372px;">H.264/MJPEG</td> </tr> </tbody> </table> | Smart Analytics, 12VDC, PoE, IR 30m, 2.8mm, IP 66 | 932 | 1233 | 1428 | IN STOCK at EXTERNAL supplier. <br> If ordered before 10AM: <br>DELIVERED next business day (main centres) <br>or 3-5 business days (regional areas or large items)<br> COLLECTION from Geewiz available Same Day (approx 4:30pm) | Miro | 1 | https://miro.co.za/img/p/2/4/2/2/2422.jpg | https://miro.co.za/index.php?controller=attachment&id_attachment=3275 | UN-IPC3612SR3-PF36 Data Sheet
3 | Uniview | UN-IPC3614SR3-DPF28 | UNV - Ultra H.265 - 4MP Fixed Eye Ball Dome Camera | <p><strong>FEATURES</strong></p> <ul> <li>Day/night functionality</li> <li>Up to 120 dB WDR (Wide Dynamic Range)</li> <li>Smart IR, up to 30 m (98 ft) IR distance</li> </ul> <p><strong>PRODUCT SPECIFICATIONS</strong></p> <table style="width: 520px;"> <tbody> <tr style="height: 45px;"> <td style="height: 45px; width: 182.628px;">Brand</td> <td style="height: 45px; width: 314.372px;"> <p class="h1 page-title">Uniview</p> </td> </tr> <tr style="height: 35px;"> <td style="height: 35px; width: 182.628px;">Item model number</td> <td style="height: 35px; width: 314.372px;"> <p>UN-IPC3614SR3-DPF28</p> </td> </tr> <tr style="height: 49px;"> <td style="height: 49px; width: 182.628px;">Product Type</td> <td style="height: 49px; width: 314.372px;"> <p>Camera</p> </td> </tr> <tr style="height: 49px;"> <td style="height: 49px; width: 182.628px;">Sensor</td> <td style="height: 49px; width: 314.372px;"> <p>1/3", 4megapixel, progressive scan, CMOS</p> </td> </tr> <tr style="height: 49px;"> <td style="height: 49px; width: 182.628px;">Day/Night</td> <td style="height: 49px; width: 314.372px;">IR-cut filter with auto switch (ICR)</td> </tr> <tr style="height: 49px;"> <td style="height: 49px; width: 182.628px;">IR</td> <td style="height: 49px; width: 314.372px;">30m (98ft) IR range</td> </tr> <tr style="height: 49px;"> <td style="height: 49px; width: 182.628px;">AWB(Auto white balance)</td> <td style="height: 49px; width: 314.372px;">Auto/manual</td> </tr> <tr style="height: 49px;"> <td style="height: 49px; width: 182.628px;">Gain Control</td> <td style="height: 49px; width: 314.372px;">Auto/manual</td> </tr> <tr style="height: 49px;"> <td style="height: 49px; width: 182.628px;">WDR</td> <td style="height: 49px; width: 314.372px;">120 dB</td> </tr> <tr style="height: 49px;"> <td style="height: 49px; width: 182.628px;">Noise Reduction</td> <td style="height: 49px; width: 314.372px;">2D/3D</td> </tr> <tr style="height: 49px;"> <td style="height: 49px; width: 182.628px;">Max. Resolution</td> <td style="height: 49px; width: 314.372px;">2592&times;1520</td> </tr> <tr style="height: 49px;"> <td style="height: 49px; width: 182.628px;">Video Compression</td> <td style="height: 49px; width: 314.372px;">H.265, H.264, MJPEG</td> </tr> </tbody> </table> | Smart Analytics, 12V DC, PoE, IR 30m, 2.8mm lens, IP66 | 1503 | 1988 | 1428 | IN STOCK at EXTERNAL supplier. <br> If ordered before 10AM: <br>DELIVERED next business day (main centres) <br>or 3-5 business days (regional areas or large items)<br> COLLECTION from Geewiz available Same Day (approx 4:30pm) | Miro | 1 | https://miro.co.za/img/p/2/4/2/5/2425.jpg | https://miro.co.za/index.php?controller=attachment&id_attachment=3276 | UN-IPC3614SR3-DPF28 Data Sheet
3 | Uniview | UN-IPC3614SR3-DPF36 | UNV - Ultra H.265 - 4MP Fixed Eye Ball Dome Camera | <p><strong>FEATURES</strong></p> <ul> <li>Day/night functionality</li> <li>Optical glass window with higher light transmittance</li> <li>IR anti-reflection window to increase the infrared transmittance</li> <li>3D DNR (Digital Noise Reduction)</li> <li>Smart IR</li> </ul> <p><strong>PRODUCT SPECIFICATIONS</strong></p> <table style="width: 520px;"> <tbody> <tr style="height: 45px;"> <td style="height: 45px; width: 182.628px;">Brand</td> <td style="height: 45px; width: 314.372px;"> <p class="h1 page-title">Uniview</p> </td> </tr> <tr style="height: 35px;"> <td style="height: 35px; width: 182.628px;">Item model number</td> <td style="height: 35px; width: 314.372px;"> <p>UN-IPC3614SR3-DPF36</p> </td> </tr> <tr style="height: 49px;"> <td style="height: 49px; width: 182.628px;">Product Type</td> <td style="height: 49px; width: 314.372px;"> <p>Camera</p> </td> </tr> <tr style="height: 49px;"> <td style="height: 49px; width: 182.628px;">Sensor</td> <td style="height: 49px; width: 314.372px;"> <p>1/3", 4megapixel, progressive scan, CMOS</p> </td> </tr> <tr style="height: 49px;"> <td style="height: 49px; width: 182.628px;">Day/Night</td> <td style="height: 49px; width: 314.372px;">IR-cut filter with auto switch (ICR)</td> </tr> <tr style="height: 49px;"> <td style="height: 49px; width: 182.628px;">IR</td> <td style="height: 49px; width: 314.372px;">30m (98ft) IR range</td> </tr> <tr style="height: 49px;"> <td style="height: 49px; width: 182.628px;">AWB(Auto white balance)</td> <td style="height: 49px; width: 314.372px;">Auto/manual</td> </tr> <tr style="height: 49px;"> <td style="height: 49px; width: 182.628px;">Gain Control</td> <td style="height: 49px; width: 314.372px;">Auto/manual</td> </tr> <tr style="height: 49px;"> <td style="height: 49px; width: 182.628px;">WDR</td> <td style="height: 49px; width: 314.372px;">120 dB</td> </tr> <tr style="height: 49px;"> <td style="height: 49px; width: 182.628px;">Noise Reduction</td> <td style="height: 49px; width: 314.372px;">2D/3D</td> </tr> <tr style="height: 49px;"> <td style="height: 49px; width: 182.628px;">Max. Resolution</td> <td style="height: 49px; width: 314.372px;">2592&times;1520</td> </tr> <tr style="height: 49px;"> <td style="height: 49px; width: 182.628px;">Video Compression</td> <td style="height: 49px; width: 314.372px;">H.264/MJPEG</td> </tr> </tbody> </table> | Smart Analytics, 12V DC, PoE, IR 30m, 3.6mm, IP67 | 1188 | 1571 | 1428 | IN STOCK at EXTERNAL supplier. <br> If ordered before 10AM: <br>DELIVERED next business day (main centres) <br>or 3-5 business days (regional areas or large items)<br> COLLECTION from Geewiz available Same Day (approx 4:30pm) | Miro | 1 | https://miro.co.za/img/p/2/4/2/8/2428.jpg | https://miro.co.za/index.php?controller=attachment&id_attachment=3277 | UN-IPC3614SR3-DPF36 Data Sheet
3 | Uniview | UN-IPC3635ER3-DUPZ | UNV - Ultra H.265 - 5MP WDR Starlight Vari-Focal Eyebal Camera | <p><strong>FEATURES</strong></p> <ul> <li>1/2.7",progressive scan,CMOS</li> <li>2592 x 1944 resolution, 25fps</li> <li>2.7~13.5mm Optical Zoom &amp; Auto Focus</li> <li>Up to 120 dB Optical WDR(Wide Dynamic Range)</li> <li>Smart IR, up to 30m IR distance</li> </ul> <p><strong>PRODUCT SPECIFICATIONS</strong></p> <table style="width: 520px;"> <tbody> <tr style="height: 45px;"> <td style="height: 45px; width: 182.628px;">Brand</td> <td style="height: 45px; width: 314.372px;"> <p class="h1 page-title">Uniview</p> </td> </tr> <tr style="height: 35px;"> <td style="height: 35px; width: 182.628px;">Item model number</td> <td style="height: 35px; width: 314.372px;"> <p>UN-IPC3635ER3-DUPZ</p> </td> </tr> <tr style="height: 49px;"> <td style="height: 49px; width: 182.628px;">Product Type</td> <td style="height: 49px; width: 314.372px;"> <p>Camera</p> </td> </tr> <tr style="height: 49px;"> <td style="height: 49px; width: 182.628px;">Sensor</td> <td style="height: 49px; width: 314.372px;"> <p>1/2.7", 5.0 megapixel, progressive scan, CMOS</p> </td> </tr> <tr style="height: 49px;"> <td style="height: 49px; width: 182.628px;">Day/Night</td> <td style="height: 49px; width: 314.372px;">IR-cut filter with auto switch (ICR)</td> </tr> <tr style="height: 49px;"> <td style="height: 49px; width: 182.628px;">IR Range</td> <td style="height: 49px; width: 314.372px;">Up to 30m (98ft) IR range</td> </tr> <tr style="height: 49px;"> <td style="height: 49px; width: 182.628px;">S/N</td> <td style="height: 49px; width: 314.372px;">&gt;52dB</td> </tr> <tr style="height: 49px;"> <td style="height: 49px; width: 182.628px;">wavelength</td> <td style="height: 49px; width: 314.372px;">850nm</td> </tr> <tr style="height: 49px;"> <td style="height: 49px; width: 182.628px;">Defog</td> <td style="height: 49px; width: 314.372px;">Digital Defog</td> </tr> <tr style="height: 49px;"> <td style="height: 49px; width: 182.628px;">WDR</td> <td style="height: 49px; width: 314.372px;">120dB</td> </tr> <tr style="height: 49px;"> <td style="height: 49px; width: 182.628px;">Video Compression</td> <td style="height: 49px; width: 314.372px;">Ultra 265, H.265, H.264, MJPEG</td> </tr> </tbody> </table> | Smart Analytics, 12V DC, PoE, IR 30m, 2.7-13.5mm lens, IP 67, Micro SD 256GB, Built in Mic | 3059 | 4046 | 1428 | IN STOCK at EXTERNAL supplier. <br> If ordered before 10AM: <br>DELIVERED next business day (main centres) <br>or 3-5 business days (regional areas or large items)<br> COLLECTION from Geewiz available Same Day (approx 4:30pm) | Miro | 1 | https://miro.co.za/img/p/2/4/3/4/2434.jpg |  | UN-IPC3635ER3-DUPZ Data Sheet
3 | Uniview | UN-IPC3638SR3-DPZ | UNV - Ultra H.265 - 8MP WDR Motorised Vari-Focal Eyeball Camera | <p><strong>FEATURES</strong></p> <ul> <li>Day/night functionality</li> <li>Optical glass window with higher light transmittance</li> <li>IR anti-reflection window to increase the infrared transmittance</li> <li>Smart IR, up to 30 m (98 ft) IR distance</li> <li>Up to 120 dB Optical WDR(Wide Dynamic Range)</li> <li>2D/3D DNR (Digital Noise Reduction)</li> </ul> <p><strong>PRODUCT SPECIFICATIONS</strong></p> <table style="width: 520px;"> <tbody> <tr style="height: 45px;"> <td style="height: 45px; width: 182.628px;">Brand</td> <td style="height: 45px; width: 314.372px;"> <p class="h1 page-title">Uniview</p> </td> </tr> <tr style="height: 35px;"> <td style="height: 35px; width: 182.628px;">Item model number</td> <td style="height: 35px; width: 314.372px;"> <p>UN-IPC3638SR3-DPZ</p> </td> </tr> <tr style="height: 49px;"> <td style="height: 49px; width: 182.628px;">Product Type</td> <td style="height: 49px; width: 314.372px;"> <p>Camera</p> </td> </tr> <tr style="height: 49.2778px;"> <td style="height: 49.2778px; width: 182.628px;">Sensor</td> <td style="height: 49.2778px; width: 314.372px;"> <p>1/2", progressive scan, 8.0 megapixel, CMOS</p> </td> </tr> <tr style="height: 49px;"> <td style="height: 49px; width: 182.628px;">Day/Night</td> <td style="height: 49px; width: 314.372px;">IR-cut filter with auto switch (ICR)</td> </tr> <tr style="height: 49px;"> <td style="height: 49px; width: 182.628px;">IR Range</td> <td style="height: 49px; width: 314.372px;">Up to 30m (98ft) IR range</td> </tr> <tr style="height: 49px;"> <td style="height: 49px; width: 182.628px;">S/N</td> <td style="height: 49px; width: 314.372px;">&gt;52dB</td> </tr> <tr style="height: 49px;"> <td style="height: 49px; width: 182.628px;">Digital noise reduction</td> <td style="height: 49px; width: 314.372px;">2D/3D DNR</td> </tr> <tr style="height: 49px;"> <td style="height: 49px; width: 182.628px;">Defog</td> <td style="height: 49px; width: 314.372px;">Digital Defog</td> </tr> <tr style="height: 49px;"> <td style="height: 49px; width: 182.628px;">WDR</td> <td style="height: 49px; width: 314.372px;">120dB</td> </tr> <tr style="height: 49px;"> <td style="height: 49px; width: 182.628px;">Video Compression</td> <td style="height: 49px; width: 314.372px;">Ultra 265,H.265, H.264,MJPEG</td> </tr> </tbody> </table> | Smart Analytics, 12V DC, PoE, IR 30m, 2.8-12mm lens, IP67, Built in mic, 4K, Micro SD 128GB | 4258 | 5631 | 1428 | IN STOCK at EXTERNAL supplier. <br> If ordered before 10AM: <br>DELIVERED next business day (main centres) <br>or 3-5 business days (regional areas or large items)<br> COLLECTION from Geewiz available Same Day (approx 4:30pm) | Miro | 1 | https://miro.co.za/img/p/2/4/3/7/2437.jpg | https://miro.co.za/index.php?controller=attachment&id_attachment=3279 | UN-IPC3638SR3-DPZ Data Sheet
3 | Uniview | UN-IPC3634ER3-DPZ28 | UNV - Ultra H.265 - 4MP Motorised Vari-Focal Eyeball Camera | <p><strong>FEATURES</strong></p> <ul> <li>Day/night functionality</li> <li>Optical glass window with higher light transmittance</li> <li>IR anti-reflection window to increase the infrared transmittance</li> <li>Smart IR, up to 30 m (98 ft) IR distance</li> <li>2D/3D DNR (Digital Noise Reduction)</li> </ul> <p><strong>PRODUCT SPECIFICATIONS</strong></p> <table style="width: 520px;"> <tbody> <tr style="height: 45px;"> <td style="height: 45px; width: 180.101px;">Brand</td> <td style="height: 45px; width: 315.899px;"> <p class="h1 page-title">Uniview</p> </td> </tr> <tr style="height: 35px;"> <td style="height: 35px; width: 180.101px;">Item model number</td> <td style="height: 35px; width: 315.899px;"> <p>UN-IPC3634ER3-DPZ28</p> </td> </tr> <tr style="height: 49px;"> <td style="height: 49px; width: 180.101px;">Product Type</td> <td style="height: 49px; width: 315.899px;"> <p>Camera</p> </td> </tr> <tr style="height: 49px;"> <td style="height: 49px; width: 180.101px;">Sensor</td> <td style="height: 49px; width: 315.899px;"> <p>1/3", progressive scan,4.0 megapixel, CMOS</p> </td> </tr> <tr style="height: 49px;"> <td style="height: 49px; width: 180.101px;">Lens</td> <td style="height: 49px; width: 315.899px;"> <p>2.7~12mm,AF automatic focusingand motorized zoom lens</p> </td> </tr> <tr style="height: 49px;"> <td style="height: 49px; width: 180.101px;">Day/Night</td> <td style="height: 49px; width: 315.899px;">IR-cut filter with auto switch (ICR)</td> </tr> <tr style="height: 49px;"> <td style="height: 49px; width: 180.101px;">IR Range</td> <td style="height: 49px; width: 315.899px;">Up to 30m (98 ft) IR range</td> </tr> <tr style="height: 49px;"> <td style="height: 49px; width: 180.101px;">S/N</td> <td style="height: 49px; width: 315.899px;">&gt;52dB</td> </tr> <tr style="height: 49px;"> <td style="height: 49px; width: 180.101px;">Digital noise reduction</td> <td style="height: 49px; width: 315.899px;">2D/3D DNR</td> </tr> <tr style="height: 49px;"> <td style="height: 49px; width: 180.101px;">Defog</td> <td style="height: 49px; width: 315.899px;">Digital Defog</td> </tr> <tr style="height: 49.9445px;"> <td style="height: 49.9445px; width: 180.101px;">WDR</td> <td style="height: 49.9445px; width: 315.899px;">120dB</td> </tr> <tr style="height: 49px;"> <td style="height: 49px; width: 180.101px;">Video Compression</td> <td style="height: 49px; width: 315.899px;">Ultra 265,H.265, H.264, MJPEG</td> </tr> </tbody> </table> | Smart Analytics, 12V DC, PoE, IR 30m, 2.7-12mm lens, IP 67, Micro SD 128GB, Built in Mic | 2722 | 3600 | 1428 | IN STOCK at EXTERNAL supplier. <br> If ordered before 10AM: <br>DELIVERED next business day (main centres) <br>or 3-5 business days (regional areas or large items)<br> COLLECTION from Geewiz available Same Day (approx 4:30pm) | Miro | 1 | https://miro.co.za/img/p/2/4/3/1/2431.jpg | https://miro.co.za/index.php?controller=attachment&id_attachment=3278 | UN-IPC3634ER3-DPZ28 Data Sheet
3 | Vivotek | VI-MD8562 | VIVOTEK - 2MP Outdoor Mobile Dome Camera with 2.8mm Lens | <p><strong>FEATURES</strong></p> <p>VIVOTEK MD8562/62D is a series of compact, 2-Megapixel network cameras geared toward transportation applications, such as buses, trains and other moving vehicles. With full EN50155 compliance &amp; IP67-rated design, the camera can withstand shock, vibration, humidity, dust and temperature fluctuations, maintaining stable and reliable video capturing during vehicle movement. Furthermore, the vandal-proof metal housing provides robust protection from vandalism. As such, the combination of high resolution imaging and protective housing endows the MD8562/62D with the rugged reliability required to maximize passenger safety and optimize mobile surveillance.</p> <p><strong>PRODUCT SPECIFICATIONS</strong></p> <table style="width: 520px;"> <tbody> <tr style="height: 45px;"> <td style="height: 45px; width: 180.101px;">Brand</td> <td style="height: 45px; width: 315.899px;"> <p class="h1 page-title">VIVOTEK</p> </td> </tr> <tr style="height: 35px;"> <td style="height: 35px; width: 180.101px;">Item model number</td> <td style="height: 35px; width: 315.899px;"> <p>VI-MD8562</p> </td> </tr> <tr style="height: 49px;"> <td style="height: 49px; width: 180.101px;">Product Type</td> <td style="height: 49px; width: 315.899px;"> <p>Camera</p> </td> </tr> <tr style="height: 49px;"> <td style="height: 49px; width: 180.101px;">Lens</td> <td style="height: 49px; width: 315.899px;"> <p>Board lens, Fixed, f = 2.8 mm, F2.0</p> </td> </tr> <tr style="height: 49px;"> <td style="height: 49px; width: 180.101px;">Shutter Time</td> <td style="height: 49px; width: 315.899px;">1/5 sec. to 1/32,000 sec</td> </tr> <tr style="height: 49px;"> <td style="height: 49px; width: 180.101px;">Image Sensor</td> <td style="height: 49px; width: 315.899px;">1/2.7" progressive scan CMOS sensor in 1920x1080 resolution</td> </tr> <tr style="height: 49px;"> <td style="height: 49px; width: 180.101px;">Minimum Illumination</td> <td style="height: 49px; width: 315.899px;">0.2 Lux @ F2.0</td> </tr> <tr style="height: 49px;"> <td style="height: 49px; width: 180.101px;">On-board Storage</td> <td style="height: 49px; width: 315.899px;"> <p>MicroSD/SDHC card slot</p> <p>Stores snapshots and video clips</p> </td> </tr> <tr style="height: 49px;"> <td style="height: 49px; width: 180.101px;">Power consumption</td> <td style="height: 49px; width: 315.899px;"> <p>Max. 4.3 W</p> <p>Max. 7.5 W (with heater)</p> </td> </tr> </tbody> </table> | 30fps @ 2MP, 48V PoE, NO PSU, WDR, IK10, IP67, Corridor View, EN50155 Co-megapixelliance | 3431 | 4537 | 1428 | IN STOCK at EXTERNAL supplier. <br> If ordered before 10AM: <br>DELIVERED next business day (main centres) <br>or 3-5 business days (regional areas or large items)<br> COLLECTION from Geewiz available Same Day (approx 4:30pm) | Miro | 1 | https://miro.co.za/img/p/2/6/7/5/2675.jpg | https://miro.co.za/index.php?controller=attachment&id_attachment=3418 | VI-MD8562 Data Sheet
3 | Edimax | ED-IC5160GC | Edimax Garage Door Camera | <p><strong>FEATURES</strong></p> <p>The Edimax IC-5160GC is a cloud camera designed for garages that can connect to a garage door motor to open and close the door. There&rsquo;s a built-in smart geo-fencing feature that works with Google Maps and reminds you of monitoring your garage door open or close. Modern day home security that&rsquo;s always connected, alert &amp; available on your smartphone.</p> <p><strong>PRODUCT SPECIFICATIONS</strong></p> <table style="width: 520px;"> <tbody> <tr style="height: 45px;"> <td style="height: 45px; width: 180.101px;">Brand</td> <td style="height: 45px; width: 315.899px;"> <p class="h1 page-title">Edimax</p> </td> </tr> <tr style="height: 35px;"> <td style="height: 35px; width: 180.101px;">Item model number</td> <td style="height: 35px; width: 315.899px;"> <p>ED-IC5160GC</p> </td> </tr> <tr style="height: 49px;"> <td style="height: 49px; width: 180.101px;">Product Type</td> <td style="height: 49px; width: 315.899px;"> <p>Camera</p> </td> </tr> <tr style="height: 49px;"> <td style="height: 49px; width: 180.101px;">Dimensions</td> <td style="height: 49px; width: 315.899px;"> <p>131.57 mm(H) x 40.8mm(W) x 39.32mm(D)</p> </td> </tr> <tr style="height: 49px;"> <td style="height: 49px; width: 180.101px;">Camera</td> <td style="height: 49px; width: 315.899px;"> <p>&bull; Min Illumination: 1.0 Lux</p> <p>&bull; Sensor: 1/3" CMOS, 3M pixels</p> <p>&bull; Lens: 1.30mm / F2.5</p> <p>&bull; Viewing Angle: Panoramic 180 degrees (H), 142 degrees (V) &amp; 206 degrees (D)</p> <p>&bull; Zoom: 4x Digital</p> </td> </tr> <tr style="height: 49px;"> <td style="height: 49px; width: 180.101px;">Connectivity</td> <td style="height: 49px; width: 315.899px;"> <p>&bull; IEEE 802.3/802.3u</p> <p>&bull; IEEE 802.11 b/g/n , 1 internal Wi-Fi antenna</p> </td> </tr> <tr style="height: 49px;"> <td style="height: 49px; width: 180.101px;">Video</td> <td style="height: 49px; width: 315.899px;"> <p>&bull; H.264 &amp; M-JPEG dual coded video compression</p> <p>&bull; Max Resolution: - 1920*1080 1080P (H.264) - 1280*720 720P (M-JPEG)</p> <p>&bull; Frame rate: 30fps (1080P/720P/VGA/QVGA)</p> </td> </tr> <tr style="height: 49px;"> <td style="height: 49px; width: 180.101px;">Audio</td> <td style="height: 49px; width: 315.899px;">Built-in microphone</td> </tr> <tr style="height: 49px;"> <td style="height: 49px; width: 180.101px;">Power</td> <td style="height: 49px; width: 315.899px;">Camera: 12V DC/1A</td> </tr> </tbody> </table> | Full HD, Door control, Geo-Location. | 2049 | 2710 | 1425 | IN STOCK at EXTERNAL supplier. <br> If ordered before 10AM: <br>DELIVERED next business day (main centres) <br>or 3-5 business days (regional areas or large items)<br> COLLECTION from Geewiz available Same Day (approx 4:30pm) | Miro | 1 | https://miro.co.za/img/p/4/5/6/456.jpg | https://miro.co.za/index.php?controller=attachment&id_attachment=962 | ED-IC5160GC Data Sheet
3 | Uniview | UN-IPC815SR-DVPF14 | UNV - Ultra H.265 - 5MP, Panoromic 360° Fixed Fisheye Camera | <p><strong>FEATURES</strong></p> <ul> <li>Ultra wide angle lens, 360&deg;panoramic image</li> <li>Smart IR, Up to 10 m (33ft) IR distance</li> <li>2D/3D DNR (Digital Noise Reduction)</li> </ul> <p><strong>PRODUCT SPECIFICATIONS</strong></p> <table style="width: 520px;"> <tbody> <tr style="height: 45.3889px;"> <td style="height: 45.3889px; width: 180.101px;">Brand</td> <td style="height: 45.3889px; width: 315.899px;"> <p class="h1 page-title">Uniview</p> </td> </tr> <tr style="height: 35px;"> <td style="height: 35px; width: 180.101px;">Item model number</td> <td style="height: 35px; width: 315.899px;"> <p>UN-IPC815SR-DVPF14</p> </td> </tr> <tr style="height: 49px;"> <td style="height: 49px; width: 180.101px;">Product Type</td> <td style="height: 49px; width: 315.899px;"> <p>Camera</p> </td> </tr> <tr style="height: 49px;"> <td style="height: 49px; width: 180.101px;">Image sensor</td> <td style="height: 49px; width: 315.899px;"> <p>1/2.8", progressive scan, 5.0 megapixel, CMOS</p> </td> </tr> <tr style="height: 49px;"> <td style="height: 49px; width: 180.101px;">Minimum Illumination</td> <td style="height: 49px; width: 315.899px;">Colour: 0.01 Lux (F2.0, AGC ON) 0 Lux with IR</td> </tr> <tr style="height: 49px;"> <td style="height: 49px; width: 180.101px;">Day/Night</td> <td style="height: 49px; width: 315.899px;">IR-cut filter for day &amp; night function</td> </tr> <tr style="height: 49px;"> <td style="height: 49px; width: 180.101px;">Digital noise reduction</td> <td style="height: 49px; width: 315.899px;">2D/3D DNR</td> </tr> <tr style="height: 49px;"> <td style="height: 49px; width: 180.101px;">S/N</td> <td style="height: 49px; width: 315.899px;">&gt;55dB</td> </tr> <tr style="height: 49px;"> <td style="height: 49px; width: 180.101px;">IR Range</td> <td style="height: 49px; width: 315.899px;">UP to 10m (33ft)</td> </tr> <tr style="height: 49px;"> <td style="height: 49px; width: 180.101px;">Defog</td> <td style="height: 49px; width: 315.899px;">Digital Defog</td> </tr> <tr style="height: 49px;"> <td style="height: 49px; width: 180.101px;">WDR</td> <td style="height: 49px; width: 315.899px;">120dB</td> </tr> <tr style="height: 49px;"> <td style="height: 49px; width: 180.101px;">Video Compression</td> <td style="height: 49px; width: 315.899px;">Ultra265, H.264, MJPEG</td> </tr> </tbody> </table> | No Analytics, 12V DC, PoE, IR 10m, 1.4mm lens, IP66 &amp; IK10, Micro SD 256GB, built in Mic | 2870 | 3796 | 1438 | IN STOCK at EXTERNAL supplier. <br> If ordered before 10AM: <br>DELIVERED next business day (main centres) <br>or 3-5 business days (regional areas or large items)<br> COLLECTION from Geewiz available Same Day (approx 4:30pm) | Miro | 1 | https://miro.co.za/img/p/2/4/8/4/2484.jpg | https://miro.co.za/index.php?controller=attachment&id_attachment=3296 | UN-IPC815SR-DVPF14 Data Sheet
3 | Uniview | UN-IPC868ER-VF18-B | UNV - Ultra H.265 - 8MP Vandal-resistant 4K and 360° Fisheye Fixed Dome | <p><strong>FEATURES</strong></p> <ul> <li>Ultra wide angle lens, 360&deg;panoramic image</li> <li>Embedded infrared light, 360&deg;fill-in light, Up to 10 m (33ft) IR distance</li> <li>2D/3D DNR (Digital Noise Reduction)</li> </ul> <p><strong>PRODUCT SPECIFICATIONS</strong></p> <table style="width: 520px;"> <tbody> <tr style="height: 45.3889px;"> <td style="height: 45.3889px; width: 184.931px;">Brand</td> <td style="height: 45.3889px; width: 310.069px;"> <p class="h1 page-title">Uniview</p> </td> </tr> <tr style="height: 35px;"> <td style="height: 35px; width: 184.931px;">Item model number</td> <td style="height: 35px; width: 310.069px;"> <p>UN-IPC868ER-VF18-B</p> </td> </tr> <tr style="height: 49px;"> <td style="height: 49px; width: 184.931px;">Product Type</td> <td style="height: 49px; width: 310.069px;"> <p>Camera</p> </td> </tr> <tr style="height: 49px;"> <td style="height: 49px; width: 184.931px;">Image sensor</td> <td style="height: 49px; width: 310.069px;"> <p>1/1.7", progressive scan, 12.0 megapixel, CMOS</p> </td> </tr> <tr style="height: 49px;"> <td style="height: 49px; width: 184.931px;">Minimum Illumination</td> <td style="height: 49px; width: 310.069px;">Colour: 0.05Lux (F2.4, AGC ON) 0Lux with IR</td> </tr> <tr style="height: 49px;"> <td style="height: 49px; width: 184.931px;">Day/Night</td> <td style="height: 49px; width: 310.069px;">IR-cut filter for day &amp; night function</td> </tr> <tr style="height: 49px;"> <td style="height: 49px; width: 184.931px;">Digital noise reduction</td> <td style="height: 49px; width: 310.069px;">2D/3D DNR</td> </tr> <tr style="height: 49px;"> <td style="height: 49px; width: 184.931px;">S/N</td> <td style="height: 49px; width: 310.069px;">&gt;52dB</td> </tr> <tr style="height: 49px;"> <td style="height: 49px; width: 184.931px;">IR Range</td> <td style="height: 49px; width: 310.069px;">Up to 10m (33ft)</td> </tr> <tr style="height: 49px;"> <td style="height: 49px; width: 184.931px;">Defog</td> <td style="height: 49px; width: 310.069px;">Digital Defog</td> </tr> <tr style="height: 49px;"> <td style="height: 49px; width: 184.931px;">WDR</td> <td style="height: 49px; width: 310.069px;">DWDR</td> </tr> <tr style="height: 49px;"> <td style="height: 49px; width: 184.931px;">Video Compression</td> <td style="height: 49px; width: 310.069px;">Ultra265, H.265, H.264, MJPEG</td> </tr> </tbody> </table> | No Analytics, DC12V, PoE, IR 10m, 1.8mm lens, IK67, IK10, Micro SD 128GB, Built in Mic and Speaker | 6390 | 8451 | 1438 | IN STOCK at EXTERNAL supplier. <br> If ordered before 10AM: <br>DELIVERED next business day (main centres) <br>or 3-5 business days (regional areas or large items)<br> COLLECTION from Geewiz available Same Day (approx 4:30pm) | Miro | 1 | https://miro.co.za/img/p/2/4/9/0/2490.jpg | https://miro.co.za/index.php?controller=attachment&id_attachment=3298 | UN-IPC868ER-VF18-B Data Sheet
3 | Vivotek | VI-FE8181 | VIVOTEK - 5MP Indoor Fisheye Camera with 1.5mm Fisheye Lens and 10m IR | <p><strong>FEATURES</strong></p> <p>VIVOTEK FE8181 is the latest fisheye fixed dome network camera from VIVOTEK, featuring a detailed 5-Megapixel resolution sensor with superb image quality. Equipped with a fisheye lens for 180&deg; panoramic view (wall mount) or 360&deg; surround view (ceiling/floor/table mount) without blind spots, the camera is able to provide coverage of wide, open areas, such as airports, shopping malls, parking lots, retail stores, offices and more.&nbsp;</p> <p><strong>PRODUCT SPECIFICATIONS</strong></p> <table style="width: 520px;"> <tbody> <tr style="height: 45.3889px;"> <td style="height: 45.3889px; width: 184.931px;">Brand</td> <td style="height: 45.3889px; width: 310.069px;"> <p class="h1 page-title">VIVOTEK</p> </td> </tr> <tr style="height: 35px;"> <td style="height: 35px; width: 184.931px;">Item model number</td> <td style="height: 35px; width: 310.069px;"> <p>VI-FE8181</p> </td> </tr> <tr style="height: 49px;"> <td style="height: 49px; width: 184.931px;">Product Type</td> <td style="height: 49px; width: 310.069px;"> <p>Camera</p> </td> </tr> <tr style="height: 49px;"> <td style="height: 49px; width: 184.931px;">CPU</td> <td style="height: 49px; width: 310.069px;"> <p>Multimedia SoC (System-on-Chip)</p> </td> </tr> <tr style="height: 49px;"> <td style="height: 49px; width: 184.931px;">Flash</td> <td style="height: 49px; width: 310.069px;">128 MB</td> </tr> <tr style="height: 49px;"> <td style="height: 49px; width: 184.931px;">RAM</td> <td style="height: 49px; width: 310.069px;">256 MB</td> </tr> <tr style="height: 49px;"> <td style="height: 49px; width: 184.931px;">Image sensor</td> <td style="height: 49px; width: 310.069px;">1/2.5" Progressive CMOS sensor in 2560 x 1920 resolution</td> </tr> <tr style="height: 49px;"> <td style="height: 49px; width: 184.931px;">Maximum Resolution</td> <td style="height: 49px; width: 310.069px;">1920x1920</td> </tr> <tr style="height: 49px;"> <td style="height: 49px; width: 184.931px;">Lens type</td> <td style="height: 49px; width: 310.069px;">Fixed-focal</td> </tr> <tr style="height: 49px;"> <td style="height: 49px; width: 184.931px;">Focal Length&nbsp;</td> <td style="height: 49px; width: 310.069px;">f =1.5 mm</td> </tr> <tr style="height: 49px;"> <td style="height: 49px; width: 184.931px;">Aperture</td> <td style="height: 49px; width: 310.069px;">2.8</td> </tr> </tbody> </table> | 30fps @ 2MP, 15fps @ 1920x1920, 48V PoE, NO PSU, WDR, ePTZ | 8315 | 10997 | 1438 | IN STOCK at EXTERNAL supplier. <br> If ordered before 10AM: <br>DELIVERED next business day (main centres) <br>or 3-5 business days (regional areas or large items)<br> COLLECTION from Geewiz available Same Day (approx 4:30pm) | Miro | 1 | https://miro.co.za/img/p/2/6/6/3/2663.jpg |  | VI-FE8181 Data Sheet
3 | Edimax | ED-IC6220DC | Edimax Peephole Camera | <p><strong>FEATURES</strong></p> <p>The IC-6220DC is a wireless peephole door camera that enables you to see, listen, and answer the door from your smartphone whether you are at home, in the office or on the road. Get your convenient and secure smart-life started at home with Edimax.</p> <p><strong>PRODUCT SPECIFICATIONS</strong></p> <table style="width: 520px;"> <tbody> <tr style="height: 45.3889px;"> <td style="height: 45.3889px; width: 180.101px;">Brand</td> <td style="height: 45.3889px; width: 315.899px;"> <p class="h1 page-title">Edimax</p> </td> </tr> <tr style="height: 35px;"> <td style="height: 35px; width: 180.101px;">Item model number</td> <td style="height: 35px; width: 315.899px;"> <p>ED-IC6220DC</p> </td> </tr> <tr style="height: 49px;"> <td style="height: 49px; width: 180.101px;">Product Type</td> <td style="height: 49px; width: 315.899px;"> <p>Camera</p> </td> </tr> <tr style="height: 49px;"> <td style="height: 49px; width: 180.101px;">Camera</td> <td style="height: 49px; width: 315.899px;"> <p>&bull; Min Illumination: Daylight &lt; 5 Lux to turn on IR light, 0 Lux when IR on</p> <p>&bull; Sensor: 1/6.5" CMOS</p> <p>&bull; Lens: 2.59mm / F2.8</p> <p>&bull; Viewing Angle: Digital 90&deg; / Peephole 150&deg;</p> <p>&bull; Night View: IR LED * 2, up to 3 meters (1.5M for clear image)</p> </td> </tr> <tr style="height: 49px;"> <td style="height: 49px; width: 180.101px;">Connectivity</td> <td style="height: 49px; width: 315.899px;"> <p>&bull; IEEE 802.3/802.3u</p> <p>&bull; 2.4G FHSS / 1 detachable antenna</p> </td> </tr> <tr style="height: 49px;"> <td style="height: 49px; width: 180.101px;">Video</td> <td style="height: 49px; width: 315.899px;"> <p>&bull; MJPEG video compression</p> <p>&bull; 640 x 480 up to 15 fps / 320 x 240 up to 30 fps</p> <p>&bull; Resolution: VGA (640 x480), QVGA (320 x 240),</p> <p>&bull; Frame rate: 5, 10, 15, 20, 24 or 30 fps</p> </td> </tr> <tr style="height: 49px;"> <td style="height: 49px; width: 180.101px;">Audio</td> <td style="height: 49px; width: 315.899px;"> <p>&bull; Built-in microphone &amp; speaker</p> <p>&bull; Two-way audio</p> </td> </tr> <tr style="height: 49px;"> <td style="height: 49px; width: 180.101px;">Power</td> <td style="height: 49px; width: 315.899px;"> <p>&bull; Wireless Receiver- 12VDC/1A</p> <p>&bull; Camera: AA Battery x 4</p> </td> </tr> </tbody> </table> | 0.3 MP, 90 deg View, Micro SD, LAN, WLAN, Install into existing Peephole. | 1276 | 1688 | 1425 | IN STOCK at EXTERNAL supplier. <br> If ordered before 10AM: <br>DELIVERED next business day (main centres) <br>or 3-5 business days (regional areas or large items)<br> COLLECTION from Geewiz available Same Day (approx 4:30pm) | Miro | 1 | https://miro.co.za/img/p/4/6/2/462.jpg | https://miro.co.za/index.php?controller=attachment&id_attachment=963 | ED-IC6220DC Data Sheet
3 | Edimax | ED-IC6230DC | Edimax Door Hook Camera | <p><strong>FEATURES</strong></p> <p>The IC-6230DC is a brand new wireless door camera that hooks securely over the door without any screws or installation tools. It fits any door and provides crisp images along with an advanced motion detection system with passive infrared sensor (PIR). Including mobile push notifications and powerful night vision for clear views in the dark. Just check your smartphone using the free all-in-one EdiLife iOS &amp; Android app to see who&rsquo;s there from the safety of your home or while you&rsquo;re out, day or night.</p> <p><strong>PRODUCT SPECIFICATIONS</strong></p> <table style="width: 520px;"> <tbody> <tr style="height: 45.3889px;"> <td style="height: 45.3889px; width: 180.101px;">Brand</td> <td style="height: 45.3889px; width: 315.899px;"> <p class="h1 page-title">Edimax</p> </td> </tr> <tr style="height: 35px;"> <td style="height: 35px; width: 180.101px;">Item model number</td> <td style="height: 35px; width: 315.899px;"> <p>ED-IC6230DC</p> </td> </tr> <tr style="height: 49px;"> <td style="height: 49px; width: 180.101px;">Product Type</td> <td style="height: 49px; width: 315.899px;"> <p>Camera</p> </td> </tr> <tr style="height: 49px;"> <td style="height: 49px; width: 180.101px;">Camera</td> <td style="height: 49px; width: 315.899px;"> <p>&bull; Min Illumination: 0.1 Lux (Daylight &lt; 4 Lux, turn on white LED)</p> <p>&bull; Sensor: 1/6.5" CMOS</p> <p>&bull; Lens: 2.59mm / F2.8</p> <p>&bull; Viewing Angle: Digital 90&deg;</p> <p>&bull; Night View: White LED * 2, up to 1.5 meters</p> </td> </tr> <tr style="height: 49px;"> <td style="height: 49px; width: 180.101px;">Connectivity</td> <td style="height: 49px; width: 315.899px;"> <p>&bull; IEEE 802.3/802.3u</p> <p>&bull; 2.4G FHSS /1 detachable antenna</p> </td> </tr> <tr style="height: 49px;"> <td style="height: 49px; width: 180.101px;">Video</td> <td style="height: 49px; width: 315.899px;"> <p>&bull; MJPEG video compression</p> <p>&bull; 640 x 480 up to 15 fps / 320 x 240 up to 30 fps</p> <p>&bull; Resolution: VGA (640 x480), QVGA (320 x 240),</p> <p>&bull; Frame rate: 5, 10, 15, 20, 24 or 30 fps</p> </td> </tr> <tr style="height: 49px;"> <td style="height: 49px; width: 180.101px;">Audio</td> <td style="height: 49px; width: 315.899px;"> <p>&bull; Built-in microphone &amp; speaker</p> <p>&bull; Two-way audio</p> </td> </tr> <tr style="height: 49px;"> <td style="height: 49px; width: 180.101px;">Power</td> <td style="height: 49px; width: 315.899px;"> <p>&bull; Wireless Receiver- 12VDC/1A</p> <p>&bull; Camera: AA Battery x 4</p> </td> </tr> </tbody> </table> | 0.3 MP, PIR Motion sensing, Micro SD, LAN, WLAN, No drilling installation | 1728 | 2285 | 1425 | IN STOCK at EXTERNAL supplier. <br> If ordered before 10AM: <br>DELIVERED next business day (main centres) <br>or 3-5 business days (regional areas or large items)<br> COLLECTION from Geewiz available Same Day (approx 4:30pm) | Miro | 1 | https://miro.co.za/img/p/4/6/7/467.jpg | https://miro.co.za/index.php?controller=attachment&id_attachment=964 | ED-IC6230DC Data Sheet
3 | Uniview | UN-IPC8542ER5-DUG | UNV- Ultra H.265 - 4K Starlight OmniView Network Camera | <p><strong>FEATURES</strong></p> <ul> <li>Fifth-generation infrared technology, up to 50m (164ft) IR distance</li> <li>Starlight illumination</li> <li>IR anti-reflection window to increase the infrared transmittance</li> <li>Smart IR</li> <li>2D/3D DNR (Digital Noise Reduction)</li> <li>120dB true WDR</li> <li>Support a horizontal viewing angle of 180&deg;</li> </ul> <p><strong>PRODUCT SPECIFICATIONS</strong></p> <table style="width: 520px;"> <tbody> <tr style="height: 45px;"> <td style="height: 45px; width: 184.639px;">Brand</td> <td style="height: 45px; width: 309.361px;"> <p class="h1 page-title">Uniview</p> </td> </tr> <tr style="height: 42px;"> <td style="height: 42px; width: 184.639px;">Item model number</td> <td style="height: 42px; width: 309.361px;"> <p>UN-IPC8542ER5-DUG</p> </td> </tr> <tr style="height: 49px;"> <td style="height: 49px; width: 184.639px;">Product Type</td> <td style="height: 49px; width: 309.361px;"> <p>Camera</p> </td> </tr> <tr style="height: 49px;"> <td style="height: 49px; width: 184.639px;">Sensor</td> <td style="height: 49px; width: 309.361px;"> <p>1/1.8" progressive scan, 2.0 megapixel, CMOS</p> </td> </tr> <tr style="height: 49px;"> <td style="height: 49px; width: 184.639px;">Lens</td> <td style="height: 49px; width: 309.361px;">4&times;4.2mm lens</td> </tr> <tr style="height: 49px;"> <td style="height: 49px; width: 184.639px;">Minimum Illumination</td> <td style="height: 49px; width: 309.361px;">Colour: 0.002lux (F1.8,AGC ON) 0lux with IR</td> </tr> <tr style="height: 49px;"> <td style="height: 49px; width: 184.639px;">Day/Night</td> <td style="height: 49px; width: 309.361px;">IR-cut filter with auto switch (ICR)</td> </tr> <tr style="height: 49px;"> <td style="height: 49px; width: 184.639px;">S/N</td> <td style="height: 49px; width: 309.361px;">&gt;55 dB</td> </tr> <tr style="height: 49px;"> <td style="height: 49px; width: 184.639px;">IR Range</td> <td style="height: 49px; width: 309.361px;">UP to 50m (164ft)</td> </tr> <tr style="height: 49px;"> <td style="height: 49px; width: 184.639px;">Defog</td> <td style="height: 49px; width: 309.361px;">Digital Defog</td> </tr> <tr style="height: 49px;"> <td style="height: 49px; width: 184.639px;">WDR</td> <td style="height: 49px; width: 309.361px;">120dB</td> </tr> <tr style="height: 49px;"> <td style="height: 49px; width: 184.639px;">Video Compression</td> <td style="height: 49px; width: 309.361px;">Ultra H.265,H.265, H.264, MJPEG</td> </tr> </tbody> </table> | Smart Features, DC12V, PoE, IP67, 4 x 4.2mm lens, IR 50m, 180 degree view of angle, Micro SD 256GB | 16821 | 22246 | 1425 | IN STOCK at EXTERNAL supplier. <br> If ordered before 10AM: <br>DELIVERED next business day (main centres) <br>or 3-5 business days (regional areas or large items)<br> COLLECTION from Geewiz available Same Day (approx 4:30pm) | Miro | 1 | https://miro.co.za/img/p/2/4/8/7/2487.jpg | https://miro.co.za/index.php?controller=attachment&id_attachment=3297 | UN-IPC8542ER5-DUG Data Sheet
3 | Uniview | UN-IPC2122LR3-PF28MD | UNV - Ultra H.265 - 2MP Mini Fixed Bullet Camera (Metal housing, 30 fps, reset button) | <p><strong>FEATURES</strong></p> <ul> <li>Day/night functionality</li> <li>Smart IR, up to 30m (98ft) IR distance</li> <li>Optical glass window with higher light transmittance</li> <li>IR anti-reflection window to increase the infrared transmittance</li> <li>2D/3D DNR (Digital Noise Reduction)</li> </ul> <p><strong>PRODUCT SPECIFICATIONS</strong></p> <table style="width: 520px;"> <tbody> <tr style="height: 45px;"> <td style="height: 45px; width: 184.528px;">Brand</td> <td style="height: 45px; width: 308.472px;"> <p class="h1 page-title">Uniview</p> </td> </tr> <tr style="height: 42px;"> <td style="height: 42px; width: 184.528px;">Item model number</td> <td style="height: 42px; width: 308.472px;"> <p>UN-IPC2122LR3-PF28MD</p> </td> </tr> <tr style="height: 49px;"> <td style="height: 49px; width: 184.528px;">Product Type</td> <td style="height: 49px; width: 308.472px;"> <p>Camera</p> </td> </tr> <tr style="height: 49px;"> <td style="height: 49px; width: 184.528px;">Sensor</td> <td style="height: 49px; width: 308.472px;"> <p>1/2.7", 2.0 megapixel, progressive scan, CMOS</p> </td> </tr> <tr style="height: 49px;"> <td style="height: 49px; width: 184.528px;">Minimum Illumination</td> <td style="height: 49px; width: 308.472px;">Colour: 0.02Lux (F2.0, AGC ON) 0Lux with IR on</td> </tr> <tr style="height: 49px;"> <td style="height: 49px; width: 184.528px;">Digital noise reduction</td> <td style="height: 49px; width: 308.472px;">2D/3D DNR</td> </tr> <tr style="height: 49px;"> <td style="height: 49px; width: 184.528px;">Day/Night</td> <td style="height: 49px; width: 308.472px;">IR-cut filter with auto switch (ICR)</td> </tr> <tr style="height: 49px;"> <td style="height: 49px; width: 184.528px;">S/N</td> <td style="height: 49px; width: 308.472px;">&gt;52dB</td> </tr> <tr style="height: 49px;"> <td style="height: 49px; width: 184.528px;">IR Range</td> <td style="height: 49px; width: 308.472px;">Up to 30m (98ft) IR range</td> </tr> <tr style="height: 49px;"> <td style="height: 49px; width: 184.528px;">Shutter</td> <td style="height: 49px; width: 308.472px;">Auto/Manual, 1~1/100000 s</td> </tr> <tr style="height: 49px;"> <td style="height: 49px; width: 184.528px;">WDR</td> <td style="height: 49px; width: 308.472px;">DWDR</td> </tr> <tr style="height: 49px;"> <td style="height: 49px; width: 184.528px;">Video Compression</td> <td style="height: 49px; width: 308.472px;">Ultra 265,H.265, H.264, MJPEG</td> </tr> </tbody> </table> | No Analytics, 12V DC, PoE, IR 30m, 2.8 mm lens, IP67, Supports motion, intrusion &amp; tamper alarm | 611 | 808 | 1425 | IN STOCK at EXTERNAL supplier. <br> If ordered before 10AM: <br>DELIVERED next business day (main centres) <br>or 3-5 business days (regional areas or large items)<br> COLLECTION from Geewiz available Same Day (approx 4:30pm) | Miro | 1 | https://miro.co.za/img/p/2/2/4/9/2249.jpg | https://miro.co.za/index.php?controller=attachment&id_attachment=3216 | UN-IPC2122LR3-PF28MD Data Sheet
3 | Uniview | UN-IPC2122LR3-PF40MD | UNV - Ultra H.265 - 2MP Mini Fixed Bullet Camera (Metal housing, 30 fps, reset button) | <p><strong>FEATURES</strong></p> <ul> <li>Day/night functionality</li> <li>Smart IR, up to 30m (98ft) IR distance</li> <li>Optical glass window with higher light transmittance</li> <li>IR anti-reflection window to increase the infrared transmittance</li> <li>2D/3D DNR (Digital Noise Reduction)</li> </ul> <p><strong>PRODUCT SPECIFICATIONS</strong></p> <table style="width: 520px;"> <tbody> <tr style="height: 45px;"> <td style="height: 45px; width: 184.639px;">Brand</td> <td style="height: 45px; width: 309.361px;"> <p class="h1 page-title">Uniview</p> </td> </tr> <tr style="height: 42px;"> <td style="height: 42px; width: 184.639px;">Item model number</td> <td style="height: 42px; width: 309.361px;"> <p>UN-IPC2122LR3-PF40MD</p> </td> </tr> <tr style="height: 49px;"> <td style="height: 49px; width: 184.639px;">Product Type</td> <td style="height: 49px; width: 309.361px;"> <p>Camera</p> </td> </tr> <tr style="height: 49px;"> <td style="height: 49px; width: 184.639px;">Sensor</td> <td style="height: 49px; width: 309.361px;"> <p>1/2.7", 2.0 megapixel, progressive scan, CMOS</p> </td> </tr> <tr style="height: 49px;"> <td style="height: 49px; width: 184.639px;">Minimum Illumination</td> <td style="height: 49px; width: 309.361px;">Colour: 0.02Lux (F2.0, AGC ON) 0Lux with IR on</td> </tr> <tr style="height: 49px;"> <td style="height: 49px; width: 184.639px;">Digital noise reduction</td> <td style="height: 49px; width: 309.361px;">2D/3D DNR</td> </tr> <tr style="height: 49px;"> <td style="height: 49px; width: 184.639px;">Day/Night</td> <td style="height: 49px; width: 309.361px;">IR-cut filter with auto switch (ICR)</td> </tr> <tr style="height: 49px;"> <td style="height: 49px; width: 184.639px;">S/N</td> <td style="height: 49px; width: 309.361px;">&gt;52dB</td> </tr> <tr style="height: 49px;"> <td style="height: 49px; width: 184.639px;">IR Range</td> <td style="height: 49px; width: 309.361px;">Up to 30m (98ft) IR range</td> </tr> <tr style="height: 49px;"> <td style="height: 49px; width: 184.639px;">Shutter</td> <td style="height: 49px; width: 309.361px;">Auto/Manual, 1~1/100000 s</td> </tr> <tr style="height: 49px;"> <td style="height: 49px; width: 184.639px;">WDR</td> <td style="height: 49px; width: 309.361px;">DWDR</td> </tr> <tr style="height: 49px;"> <td style="height: 49px; width: 184.639px;">Video Compression</td> <td style="height: 49px; width: 309.361px;">Ultra 265,H.265, H.264, MJPEG</td> </tr> </tbody> </table> | No Analytics, 12V DC, PoE, IR 30m, 4.00 mm lens, IP67, Supports Motion, intrusion &amp; tamper alarm | 526 | 696 | 1425 | IN STOCK at EXTERNAL supplier. <br> If ordered before 10AM: <br>DELIVERED next business day (main centres) <br>or 3-5 business days (regional areas or large items)<br> COLLECTION from Geewiz available Same Day (approx 4:30pm) | Miro | 1 | https://miro.co.za/img/p/2/2/5/5/2255.jpg | https://miro.co.za/index.php?controller=attachment&id_attachment=3218 | UN-IPC2122LR3-PF40MD Data Sheet
3 | Uniview | UN-IPC2224SR5-DPF40B | UNV - Ultra H.265 - 4MP WDR Fixed Bullet Camera | <p><strong>FEATURES</strong></p> <ul> <li>Day/night functionality</li> <li>Smart IR, up to 30m (98ft) IR distance</li> <li>Up to 120 dB Optical WDR(Wide Dynamic Range)</li> <li>2D/3D DNR (Digital Noise Reduction)</li> </ul> <p><strong>PRODUCT SPECIFICATIONS</strong></p> <table style="width: 520px;"> <tbody> <tr style="height: 45px;"> <td style="height: 45px; width: 181.299px;">Brand</td> <td style="height: 45px; width: 310.701px;"> <p class="h1 page-title">Uniview</p> </td> </tr> <tr style="height: 42px;"> <td style="height: 42px; width: 181.299px;">Item model number</td> <td style="height: 42px; width: 310.701px;"> <p>UN-IPC2224SR5-DPF40B</p> </td> </tr> <tr style="height: 49px;"> <td style="height: 49px; width: 181.299px;">Product Type</td> <td style="height: 49px; width: 310.701px;"> <p>Camera</p> </td> </tr> <tr style="height: 49px;"> <td style="height: 49px; width: 181.299px;">Sensor</td> <td style="height: 49px; width: 310.701px;"> <p>1/3", progressive scan, 4.0 megapixel, CMOS</p> </td> </tr> <tr style="height: 49px;"> <td style="height: 49px; width: 181.299px;">Minimum Illumination</td> <td style="height: 49px; width: 310.701px;">Colour: 0.02 Lux (F1.8, AGC ON) 0 Lux with IR on</td> </tr> <tr style="height: 49px;"> <td style="height: 49px; width: 181.299px;">Digital noise reduction</td> <td style="height: 49px; width: 310.701px;">2D/3D DNR</td> </tr> <tr style="height: 49px;"> <td style="height: 49px; width: 181.299px;">Day/Night</td> <td style="height: 49px; width: 310.701px;">IR-cut filter with auto switch (ICR)</td> </tr> <tr style="height: 49px;"> <td style="height: 49px; width: 181.299px;">S/N</td> <td style="height: 49px; width: 310.701px;">&gt;55dB</td> </tr> <tr style="height: 49px;"> <td style="height: 49px; width: 181.299px;">IR Range</td> <td style="height: 49px; width: 310.701px;">Up to 50m (164 ft) IR range</td> </tr> <tr style="height: 49px;"> <td style="height: 49px; width: 181.299px;">Defog</td> <td style="height: 49px; width: 310.701px;">Digital Defog</td> </tr> <tr style="height: 49px;"> <td style="height: 49px; width: 181.299px;">WDR</td> <td style="height: 49px; width: 310.701px;">120dB</td> </tr> <tr style="height: 49px;"> <td style="height: 49px; width: 181.299px;">Video Compression</td> <td style="height: 49px; width: 310.701px;">Ultra 265,H.265, H.264, MJPEG</td> </tr> </tbody> </table> | Smart Analytics, 12V DC, PoE, IR 50m, 4.00mm lens, IP67, IK10, Micro SD 128GB | 1794 | 2373 | 1429 | IN STOCK at EXTERNAL supplier. <br> If ordered before 10AM: <br>DELIVERED next business day (main centres) <br>or 3-5 business days (regional areas or large items)<br> COLLECTION from Geewiz available Same Day (approx 4:30pm) | Miro | 1 | https://miro.co.za/img/p/2/2/9/5/2295.jpg | https://miro.co.za/index.php?controller=attachment&id_attachment=3233 | UN-IPC2224SR5-DPF40B Data Sheet
3 | Uniview | UN-IPC2325LBR3-SPZ28 | UNV - Ultra H.265 - 5MP Vari-Focal Bullet Camera | <p><strong>FEATURES</strong></p> <ul> <li>Day/night functionality</li> <li>Smart IR, up to 30m (98ft) IR distance</li> <li>IR anti-reflection window to increase the infrared transmittance</li> <li>2D/3D DNR (Digital Noise Reduction)</li> </ul> <p><strong>PRODUCT SPECIFICATIONS</strong></p> <table style="width: 520px;"> <tbody> <tr style="height: 45px;"> <td style="height: 45px; width: 181.299px;">Brand</td> <td style="height: 45px; width: 310.701px;"> <p class="h1 page-title">Uniview</p> </td> </tr> <tr style="height: 42px;"> <td style="height: 42px; width: 181.299px;">Item model number</td> <td style="height: 42px; width: 310.701px;"> <p>UN-IPC2325LBR3-SPZ28</p> </td> </tr> <tr style="height: 49px;"> <td style="height: 49px; width: 181.299px;">Product Type</td> <td style="height: 49px; width: 310.701px;"> <p>Camera</p> </td> </tr> <tr style="height: 49px;"> <td style="height: 49px; width: 181.299px;">Sensor</td> <td style="height: 49px; width: 310.701px;"> <p>1/2.7", 5.0 megapixel, progressive scan, CMOS</p> </td> </tr> <tr style="height: 49px;"> <td style="height: 49px; width: 181.299px;">Minimum Illumination</td> <td style="height: 49px; width: 310.701px;">Colour: 0.01 Lux (F1.8, AGC ON) 0 Lux with IR on</td> </tr> <tr style="height: 49px;"> <td style="height: 49px; width: 181.299px;">Digital noise reduction</td> <td style="height: 49px; width: 310.701px;">2D/3D DNR</td> </tr> <tr style="height: 49px;"> <td style="height: 49px; width: 181.299px;">Day/Night</td> <td style="height: 49px; width: 310.701px;">IR-cut filter with auto switch (ICR)</td> </tr> <tr style="height: 49px;"> <td style="height: 49px; width: 181.299px;">S/N</td> <td style="height: 49px; width: 310.701px;">&gt;52dB</td> </tr> <tr style="height: 49px;"> <td style="height: 49px; width: 181.299px;">IR Range</td> <td style="height: 49px; width: 310.701px;">Up to 30m (98 ft) IR range</td> </tr> <tr style="height: 49px;"> <td style="height: 49px; width: 181.299px;">Shutter</td> <td style="height: 49px; width: 310.701px;">Auto/Manual, 1~1/100000 s</td> </tr> <tr style="height: 49px;"> <td style="height: 49px; width: 181.299px;">WDR</td> <td style="height: 49px; width: 310.701px;">DWDR</td> </tr> <tr style="height: 49px;"> <td style="height: 49px; width: 181.299px;">Video Compression</td> <td style="height: 49px; width: 310.701px;">Ultra 265,H.265, H.264, MJPEG</td> </tr> </tbody> </table> | No Analytics, 12V DC, PoE, IR 30m, 2.8-12 mm Motorised lens, IP67, Micro SD 128GB | 2217 | 2932 | 1429 | IN STOCK at EXTERNAL supplier. <br> If ordered before 10AM: <br>DELIVERED next business day (main centres) <br>or 3-5 business days (regional areas or large items)<br> COLLECTION from Geewiz available Same Day (approx 4:30pm) | Miro | 1 | https://miro.co.za/img/p/2/3/2/2/2322.jpg | https://miro.co.za/index.php?controller=attachment&id_attachment=3242 | UN-IPC2325LBR3-SPZ28 Data Sheet
3 | Vivotek | VI-IP8151 | VIVOTEK - Fixed Camera, Indoor, 1.3MP, 30Fps, 3.1-8mm Lens, AI, Low Lux, H264, IR, AV Out, DIDO SD P | <p><strong>FEATURES</strong></p> <p>VIVOTEK IP8151 represent the next-generation in video quality in network cameras. As part of VIVOTEK's SUPREME Series, the cameras feature the utmost in picture clarity through utilization of SONY's latest sensor technology, dubbed "ExmorTM ", which enables the camera to capture exceptional details during daytime, as well as to offer unparalleled visibility under low-light conditions through its Supreme Night Visibility feature. Additional value-added functions that give users more flexibility and efficiency of use include WDR Enhancement, which allows users to identify image details in extremely bright and dark environments. </p> <p><strong>PRODUCT SPECIFICATIONS</strong></p> <table style="width: 520px;"> <tbody> <tr style="height: 45.3889px;"> <td style="height: 45.3889px; width: 184.931px;">Brand</td> <td style="height: 45.3889px; width: 310.069px;"> <p class="h1 page-title">VIVOTEK</p> </td> </tr> <tr style="height: 35px;"> <td style="height: 35px; width: 184.931px;">Item model number</td> <td style="height: 35px; width: 310.069px;"> <p>VI-IP8151</p> </td> </tr> <tr style="height: 49px;"> <td style="height: 49px; width: 184.931px;">Product Type</td> <td style="height: 49px; width: 310.069px;"> <p>Camera</p> </td> </tr> <tr style="height: 49px;"> <td style="height: 49px; width: 184.931px;">Lens</td> <td style="height: 49px; width: 310.069px;"> <p>f=3.1~8 mm</p> </td> </tr> <tr style="height: 49px;"> <td style="height: 49px; width: 184.931px;">Shutter lime</td> <td style="height: 49px; width: 310.069px;">1/5 - 1/40, 000 sec&nbsp;</td> </tr> <tr style="height: 49px;"> <td style="height: 49px; width: 184.931px;">Image sensor&nbsp;</td> <td style="height: 49px; width: 310.069px;">1/3" CMOS in 1280x1024 Resolution </td> </tr> <tr style="height: 49px;"> <td style="height: 49px; width: 184.931px;">Power Consumption</td> <td style="height: 49px; width: 310.069px;">Max.3.6 W</td> </tr> </tbody> </table> | VIVOTEK - Fixed Camera, Indoor, 1.3MP, 30Fps, 3.1-8mm Lens, AI, Low Lux, H264, IR, AV Out, DIDO SD P | 2162 | 2859 | 1425 | IN STOCK at EXTERNAL supplier. <br> If ordered before 10AM: <br>DELIVERED next business day (main centres) <br>or 3-5 business days (regional areas or large items)<br> COLLECTION from Geewiz available Same Day (approx 4:30pm) | Miro | 1 | https://miro.co.za/img/p/2/6/7/0/2670.jpg |  | VI-IP8151 Data Sheet
3 | Vivotek | VI-IP8151P | VIVOTEK - SUPREME Fixed Camera, Indoor, 1.3MP, 30Fps, 3-8mm AI, Low Lux, WDR, H264, IR, AV O | <p><strong>FEATURES</strong></p> <p>VIVOTEK IP8151/51P represent the next-generation in video quality in network cameras. As part of VIVOTEK's SUPREME Series, the cameras feature the utmost in picture clarity through utilization of SONY's latest sensor technology, dubbed "ExmorTM ", which enables the camera to capture exceptional details during daytime, as well as to offer unparalleled visibility under low-light conditions through its Supreme Night Visibility feature.</p> <p>The IP8151P model features a number of additional premium features, giving users more flexibility and efficiency of use. Among these is WDR Enhancement, which allows users to identify image details in extremely bright and dark environments. Additionally, the advanced P-Iris lens controls the iris using the built-in stepping motor with extreme precision via software control to maintain the iris opening at an optimal level at all times, resulting in superior sharpness, depth of field, and image quality. The IP8151P is also equipped with a Focus Assist button, assisting the user to optimally adjust the camera focus. When pressing the Focus Assist button on the camera unit, an indicator display will be shown on the screen with detailed focusing information. Keeping the button pressed will enable zooming in on the target area for fine tuning, resulting in better usability as well as picture clarity.</p> <p><strong>PRODUCT SPECIFICATIONS</strong></p> <table style="width: 520px;"> <tbody> <tr style="height: 45px;"> <td style="height: 45px; width: 184.931px;">Brand</td> <td style="height: 45px; width: 310.069px;"> <p class="h1 page-title">VIVOTEK</p> </td> </tr> <tr style="height: 42.2639px;"> <td style="height: 42.2639px; width: 184.931px;">Item model number</td> <td style="height: 42.2639px; width: 310.069px;"> <p>VI-IP8151P</p> </td> </tr> <tr style="height: 49px;"> <td style="height: 49px; width: 184.931px;">Product Type</td> <td style="height: 49px; width: 310.069px;"> <p>Camera</p> </td> </tr> <tr style="height: 49px;"> <td style="height: 49px; width: 184.931px;">CPU</td> <td style="height: 49px; width: 310.069px;"> <p>TI DM365 SoC</p> </td> </tr> <tr style="height: 49px;"> <td style="height: 49px; width: 184.931px;">Flash</td> <td style="height: 49px; width: 310.069px;">128MB</td> </tr> <tr style="height: 49px;"> <td style="height: 49px; width: 184.931px;">RAM</td> <td style="height: 49px; width: 310.069px;">256MB</td> </tr> <tr style="height: 49px;"> <td style="height: 49px; width: 184.931px;">Embedded OS</td> <td style="height: 49px; width: 310.069px;">Linux 2.6</td> </tr> <tr style="height: 49px;"> <td style="height: 49px; width: 184.931px;">Lens</td> <td style="height: 49px; width: 310.069px;"> <p>IP8151: CS-mount, vari-focal, f = 3.1~8 mm, F1.2, auto iris</p> <p>IP8151P: CS-mount, vari-focal, f = 3.1~8 mm, F1.2, P-iris</p> <p>Removable IR-cut filter for day &amp; night function</p> </td> </tr> <tr style="height: 49px;"> <td style="height: 49px; width: 184.931px;">Shutter Time</td> <td style="height: 49px; width: 310.069px;"> <p>1/5 sec. to 1/40,000 sec.</p> </td> </tr> <tr style="height: 49px;"> <td style="height: 49px; width: 184.931px;">Image Sensor</td> <td style="height: 49px; width: 310.069px;"> <p>1/3" CMOS sensor in 1280x1024 resolution</p> </td> </tr> <tr style="height: 49px;"> <td style="height: 49px; width: 184.931px;">Power</td> <td style="height: 49px; width: 310.069px;"> <p>12V DC</p> <p>24V AC</p> <p>Power consumption: Max. 3.6 W</p> </td> </tr> </tbody> </table> | 48V PoE Supported, Includes PSU | 2340 | 3095 | 1425 | IN STOCK at EXTERNAL supplier. <br> If ordered before 10AM: <br>DELIVERED next business day (main centres) <br>or 3-5 business days (regional areas or large items)<br> COLLECTION from Geewiz available Same Day (approx 4:30pm) | Miro | 1 | https://miro.co.za/img/p/2/6/7/1/2671.jpg | https://miro.co.za/index.php?controller=attachment&id_attachment=3415 | VI-IP8151P Data Sheet
3 | Vivotek | VI-IP8155HP | VIVOTEK - 1MP Indoor Box Camera with 2.8-8mm P-Iris Lens | <p><strong>FEATURES</strong></p> <p>VIVOTEK IP8155HP is a professional box network camera offering up to 60 fps @ 1.3-Megapixel resolution with superb image quality.</p> <p>Featuring the new improved Wide Dynamic Range Technology WDR Pro II, it provides extreme visibility in high light contrast environments with 4-shutter capture method. Combined with 3D Noise Reduction Technology, which enables the IP8155HP to capture clear, polished video under low-light conditions and reduce bandwidth from sensor noise, users can identify an increased level of image detail in extremely bright as well as dark environments.</p> <p><strong>PRODUCT SPECIFICATIONS</strong></p> <table style="width: 520px;"> <tbody> <tr style="height: 45px;"> <td style="height: 45px; width: 184.931px;">Brand</td> <td style="height: 45px; width: 310.069px;"> <p class="h1 page-title">VIVOTEK</p> </td> </tr> <tr style="height: 42px;"> <td style="height: 42px; width: 184.931px;">Item model number</td> <td style="height: 42px; width: 310.069px;"> <p>VI-IP8155HP</p> </td> </tr> <tr style="height: 49px;"> <td style="height: 49px; width: 184.931px;">Product Type</td> <td style="height: 49px; width: 310.069px;"> <p>Camera</p> </td> </tr> <tr style="height: 49px;"> <td style="height: 49px; width: 184.931px;">CPU</td> <td style="height: 49px; width: 310.069px;"> <p>Multimedia SoC (System-on-Chip)</p> </td> </tr> <tr style="height: 49px;"> <td style="height: 49px; width: 184.931px;">Flash</td> <td style="height: 49px; width: 310.069px;">256 MB</td> </tr> <tr style="height: 49.0452px;"> <td style="height: 49.0452px; width: 184.931px;">RAM</td> <td style="height: 49.0452px; width: 310.069px;">384MB</td> </tr> <tr style="height: 49px;"> <td style="height: 49px; width: 184.931px;">Image Sensor</td> <td style="height: 49px; width: 310.069px;">1/3" Progressive CMOS</td> </tr> <tr style="height: 49px;"> <td style="height: 49px; width: 184.931px;">Maximum Resolution</td> <td style="height: 49px; width: 310.069px;">1280x1024 (1.3MP)</td> </tr> <tr style="height: 49px;"> <td style="height: 49px; width: 184.931px;">Focal Length</td> <td style="height: 49px; width: 310.069px;">f = 2.8 ~ 8 mm</td> </tr> <tr style="height: 49px;"> <td style="height: 49px; width: 184.931px;">Day/Night</td> <td style="height: 49px; width: 310.069px;">Removable IR-cut filter for day &amp; night function</td> </tr> <tr style="height: 49px;"> <td style="height: 49px; width: 184.931px;">On-board Storage</td> <td style="height: 49px; width: 310.069px;">SD/SDHC/SDXC card slot</td> </tr> <tr style="height: 49px;"> <td style="height: 49px; width: 184.931px;">Video Compression</td> <td style="height: 49px; width: 310.069px;">H.264, MJPEG</td> </tr> </tbody> </table> | 60fps @ 1MP, 48V PoE, No PSU, Remote Focus, Two Way Audio, 3DNR, WDR, RBF, SNV, EIS, Corridor View | 5457 | 7217 | 1425 | IN STOCK at EXTERNAL supplier. <br> If ordered before 10AM: <br>DELIVERED next business day (main centres) <br>or 3-5 business days (regional areas or large items)<br> COLLECTION from Geewiz available Same Day (approx 4:30pm) | Miro | 1 | https://miro.co.za/img/p/2/6/7/2/2672.jpg | https://miro.co.za/index.php?controller=attachment&id_attachment=3416 | VI-IP8155HP Data Sheet
3 | Vivotek | VI-IP8172P | VIVOTEK - 5MP Indoor Box Camera with 3.5-10mm P-Iris Lens | <p><strong>FEATURES</strong></p> <p>VIVOTEK IP8172/72P are professional box cameras offering 5-Megapixel or 1080p Full HD resolution with superb image quality up to 30 fps. Featuring 5-Megapixel resolution and high-performance H.264/MPEG-4/MJPEG compression technology, the IP8172/72P offer extra-smooth video and wide coverage.</p> <p>The IP8172P comes with a P-iris lens, which controls the iris with extreme precision with its built-in stepper motor, it maintains the iris opening at an optimal level at all times, resulting in superior image clarity and depth of field.</p> <p><strong>PRODUCT SPECIFICATIONS</strong></p> <table style="width: 520px;"> <tbody> <tr style="height: 45px;"> <td style="height: 45px; width: 184.639px;">Brand</td> <td style="height: 45px; width: 309.361px;"> <p class="h1 page-title">VIVOTEK</p> </td> </tr> <tr style="height: 42px;"> <td style="height: 42px; width: 184.639px;">Item model number</td> <td style="height: 42px; width: 309.361px;"> <p>VI-IP8172P</p> </td> </tr> <tr style="height: 49px;"> <td style="height: 49px; width: 184.639px;">Product Type</td> <td style="height: 49px; width: 309.361px;"> <p>Camera</p> </td> </tr> <tr style="height: 49px;"> <td style="height: 49px; width: 184.639px;">CPU</td> <td style="height: 49px; width: 309.361px;"> <p>Multimedia SoC (System-on-Chip)</p> </td> </tr> <tr style="height: 49px;"> <td style="height: 49px; width: 184.639px;">Flash</td> <td style="height: 49px; width: 309.361px;">128 MB</td> </tr> <tr style="height: 49.0452px;"> <td style="height: 49.0452px; width: 184.639px;">RAM</td> <td style="height: 49.0452px; width: 309.361px;">256 MB</td> </tr> <tr style="height: 49px;"> <td style="height: 49px; width: 184.639px;">Image Sensor</td> <td style="height: 49px; width: 309.361px;">1/2.5" Progressive CMOS</td> </tr> <tr style="height: 49px;"> <td style="height: 49px; width: 184.639px;">Maximum Resolution</td> <td style="height: 49px; width: 309.361px;">2560x1920</td> </tr> <tr style="height: 49px;"> <td style="height: 49px; width: 184.639px;">Lens Type</td> <td style="height: 49px; width: 309.361px;">Vari-focal, CS Mount</td> </tr> <tr style="height: 49px;"> <td style="height: 49px; width: 184.639px;">Day/Night</td> <td style="height: 49px; width: 309.361px;">Removable IR-cut filter for day &amp; night function</td> </tr> <tr style="height: 49px;"> <td style="height: 49px; width: 184.639px;">On-board Storage</td> <td style="height: 49px; width: 309.361px;">SD/SDHC/SDXC card slot</td> </tr> <tr style="height: 49px;"> <td style="height: 49px; width: 184.639px;">Video Compression</td> <td style="height: 49px; width: 309.361px;">H.264, MJPEG &amp; MPEG-4</td> </tr> </tbody> </table> | 10fps @ 5MP, 20fps @ 2MP, 48V PoE, No PSU, WDR, Focus Assist Button | 3580 | 4735 | 1425 | IN STOCK at EXTERNAL supplier. <br> If ordered before 10AM: <br>DELIVERED next business day (main centres) <br>or 3-5 business days (regional areas or large items)<br> COLLECTION from Geewiz available Same Day (approx 4:30pm) | Miro | 1 | https://miro.co.za/img/p/2/6/7/3/2673.jpg | https://miro.co.za/index.php?controller=attachment&id_attachment=3417 | VI-IP8172P Data Sheet
3 | Uniview | UN-IPC6415SR-X5UPW | UNV - Ultra H.265 - 5MP WDR Starlight Indoor Mini PTZ (5x Optical Zoom) | <p><strong>FEATURES</strong></p> <ul> <li>Day/night functionality</li> <li>Smart IR, up to 30m (98ft) IR distance</li> <li>IR anti-reflection window to increase the infrared transmittance</li> <li>2D/3D DNR (Digital Noise Reduction)</li> </ul> <p><strong>PRODUCT SPECIFICATIONS</strong></p> <table style="width: 520px;"> <tbody> <tr style="height: 45px;"> <td style="height: 45px; width: 181.299px;">Brand</td> <td style="height: 45px; width: 310.701px;"> <p class="h1 page-title">Uniview</p> </td> </tr> <tr style="height: 42px;"> <td style="height: 42px; width: 181.299px;">Item model number</td> <td style="height: 42px; width: 310.701px;"> <p>UN-IPC6415SR-X5UPW</p> </td> </tr> <tr style="height: 49px;"> <td style="height: 49px; width: 181.299px;">Product Type</td> <td style="height: 49px; width: 310.701px;"> <p>Camera</p> </td> </tr> <tr style="height: 49px;"> <td style="height: 49px; width: 181.299px;">Sensor</td> <td style="height: 49px; width: 310.701px;"> <p>1/2.7" progressive scan, 5.0 megapixel, CMOS</p> </td> </tr> <tr style="height: 49px;"> <td style="height: 49px; width: 181.299px;">Minimum Illumination</td> <td style="height: 49px; width: 310.701px;">Colour: 0.002 lux (F1.2,AGC ON) 0 lux with IR</td> </tr> <tr style="height: 49px;"> <td style="height: 49px; width: 181.299px;">Digital noise reduction</td> <td style="height: 49px; width: 310.701px;">2D/3D DNR</td> </tr> <tr style="height: 49px;"> <td style="height: 49px; width: 181.299px;">Day/Night</td> <td style="height: 49px; width: 310.701px;">IR-cut filter with auto switch (ICR)</td> </tr> <tr style="height: 49px;"> <td style="height: 49px; width: 181.299px;">S/N</td> <td style="height: 49px; width: 310.701px;">&gt;55 dB</td> </tr> <tr style="height: 49px;"> <td style="height: 49px; width: 181.299px;">IR Range</td> <td style="height: 49px; width: 310.701px;">UP to 30m (98ft)</td> </tr> <tr style="height: 49px;"> <td style="height: 49px; width: 181.299px;">Shutter</td> <td style="height: 49px; width: 310.701px;">Auto/Manual, shutter time: 1 s ~ 1/100000 s</td> </tr> <tr style="height: 49px;"> <td style="height: 49px; width: 181.299px;">WDR</td> <td style="height: 49px; width: 310.701px;">120dB</td> </tr> <tr style="height: 49px;"> <td style="height: 49px; width: 181.299px;">Video Compression</td> <td style="height: 49px; width: 310.701px;">Ultra 265,H.265, H.264, MJPEG</td> </tr> </tbody> </table> | Smart Analytics, 12V DC, PoE, Smart IR 30m ,2.7-13.5mm lens, SD Slot 256GB, Built in mic | 3096 | 4094 | 1425 | IN STOCK at EXTERNAL supplier. <br> If ordered before 10AM: <br>DELIVERED next business day (main centres) <br>or 3-5 business days (regional areas or large items)<br> COLLECTION from Geewiz available Same Day (approx 4:30pm) | Miro | 1 | https://miro.co.za/img/p/2/4/6/7/2467.jpg | https://miro.co.za/index.php?controller=attachment&id_attachment=3290 | UN-IPC6415SR-X5UPW Data Sheet
3 | Uniview | UN-IPC6222ER-X20P-B | UNV - Ultra H.265 - 2MP PTZ with 20 x Optical Zoom - Smart IR 100m | <p><strong>FEATURES</strong></p> <ul> <li>Accurate and fast focusing</li> <li>The third-generation infrared technology</li> <li>Smart IR, up to 100 m (328 ft) IR distance</li> <li>Optical glass window with higher light transmittance</li> <li>IR anti-reflection window to increase the infrared transmittance</li> </ul> <p><strong>PRODUCT SPECIFICATIONS</strong></p> <table style="width: 520px;"> <tbody> <tr style="height: 45px;"> <td style="height: 45px; width: 181px;">Brand</td> <td style="height: 45px; width: 310px;"> <p class="h1 page-title">Uniview</p> </td> </tr> <tr style="height: 42px;"> <td style="height: 42px; width: 181px;">Item model number</td> <td style="height: 42px; width: 310px;"> <p>UN-IPC6222ER-X20P-B</p> </td> </tr> <tr style="height: 49px;"> <td style="height: 49px; width: 181px;">Product Type</td> <td style="height: 49px; width: 310px;"> <p>Camera</p> </td> </tr> <tr style="height: 49px;"> <td style="height: 49px; width: 181px;">Sensor</td> <td style="height: 49px; width: 310px;"> <p>1/2.8", 2 megapixel, progressive scan, CMOS</p> </td> </tr> <tr style="height: 49px;"> <td style="height: 49px; width: 181px;">Minimum Illumination</td> <td style="height: 49px; width: 310px;">Colour: 0.03 lux (F1.6, 50IRE) B/W: 0.01 lux (F1.6, 50IRE)</td> </tr> <tr style="height: 49px;"> <td style="height: 49px; width: 181px;">Max. Resolution</td> <td style="height: 49px; width: 310px;">1920 &times; 1080</td> </tr> <tr style="height: 49px;"> <td style="height: 49px; width: 181px;">Day/Night</td> <td style="height: 49px; width: 310px;">IR-cut filter with auto switch (ICR)</td> </tr> <tr style="height: 49px;"> <td style="height: 49px; width: 181px;">S/N</td> <td style="height: 49px; width: 310px;">&gt;52dB</td> </tr> <tr style="height: 49px;"> <td style="height: 49px; width: 181px;">Iris</td> <td style="height: 49px; width: 310px;">Auto/Manual; F1.6 ~ F3.3</td> </tr> <tr style="height: 49px;"> <td style="height: 49px; width: 181px;">Shutter</td> <td style="height: 49px; width: 310px;">Auto/Manual; shutter time: 1/6 s ~ 1/8000 s</td> </tr> <tr style="height: 49px;"> <td style="height: 49px; width: 181px;">Angle of View (H)</td> <td style="height: 49px; width: 310px;">61.9&deg; (wide) ~ 3.5&deg; (tele)</td> </tr> <tr style="height: 49px;"> <td style="height: 49px; width: 181px;">Video Compression</td> <td style="height: 49px; width: 310px;">H.264,MJPEG</td> </tr> </tbody> </table> | Smart Analytics, 24V AC, 24V DC, PoE, 4.7-94mm lens, Mirco SD 64GB, IP66, IK10, Auto Tracking | 7757 | 10259 | 1425 | IN STOCK at EXTERNAL supplier. <br> If ordered before 10AM: <br>DELIVERED next business day (main centres) <br>or 3-5 business days (regional areas or large items)<br> COLLECTION from Geewiz available Same Day (approx 4:30pm) | Miro | 1 | https://miro.co.za/img/p/2/4/4/0/2440.jpg | https://miro.co.za/index.php?controller=attachment&id_attachment=3280 | UN-IPC6222ER-X20P-B Data Sheet
3 | Uniview | UN-IPC6222ER-X30P-B | UNV - Ultra H.265 - 2MP PTZ with 30 x Optical Zoom - Smart IR 150m | <p><strong>FEATURES</strong></p> <ul> <li>30X Optical Zoom</li> <li>Accurate and fast focusing</li> <li>Smart IR, up to 150 m (492ft) IR distance</li> <li>Optical glass window with higher light transmittance</li> <li>IR anti-reflection window to increase the infrared transmittance</li> </ul> <p><strong>PRODUCT SPECIFICATIONS</strong></p> <table style="width: 520px;"> <tbody> <tr style="height: 45px;"> <td style="height: 45px; width: 181px;">Brand</td> <td style="height: 45px; width: 310px;"> <p class="h1 page-title">Uniview</p> </td> </tr> <tr style="height: 42px;"> <td style="height: 42px; width: 181px;">Item model number</td> <td style="height: 42px; width: 310px;"> <p>UN-IPC6222ER-X30P-B</p> </td> </tr> <tr style="height: 49px;"> <td style="height: 49px; width: 181px;">Product Type</td> <td style="height: 49px; width: 310px;"> <p>Camera</p> </td> </tr> <tr style="height: 49px;"> <td style="height: 49px; width: 181px;">Sensor</td> <td style="height: 49px; width: 310px;"> <p>1/3", 2megapixel, progressive scan, CMOS</p> </td> </tr> <tr style="height: 49px;"> <td style="height: 49px; width: 181px;">Minimum Illumination</td> <td style="height: 49px; width: 310px;">Colour: 0.03 lux (F1.6, AGC ON) 0 lux with IR</td> </tr> <tr style="height: 49px;"> <td style="height: 49px; width: 181px;">Max. Resolution</td> <td style="height: 49px; width: 310px;">1920 &times; 1080</td> </tr> <tr style="height: 49px;"> <td style="height: 49px; width: 181px;">Day/Night</td> <td style="height: 49px; width: 310px;">IR-cut filter with auto switch (ICR)</td> </tr> <tr style="height: 49px;"> <td style="height: 49px; width: 181px;">S/N</td> <td style="height: 49px; width: 310px;">&gt;52dB</td> </tr> <tr style="height: 49px;"> <td style="height: 49px; width: 181px;">Iris</td> <td style="height: 49px; width: 310px;">Auto/Manual; F1.6 ~ F4.4</td> </tr> <tr style="height: 49px;"> <td style="height: 49px; width: 181px;">Shutter</td> <td style="height: 49px; width: 310px;">Auto/Manual; shutter time: 1/6 s ~ 1/100000 s</td> </tr> <tr style="height: 49px;"> <td style="height: 49px; width: 181px;">Angle of View (H)</td> <td style="height: 49px; width: 310px;">62.9&deg; (wide) ~ 2.3&deg; (tele)</td> </tr> <tr style="height: 49px;"> <td style="height: 49px; width: 181px;">Video Compression</td> <td style="height: 49px; width: 310px;">H.265, H.264,MJPEG</td> </tr> </tbody> </table> | Smart Analytics, 24V AC 24V DC, PoE, 4.5-1,35mm lens, IP66, Micro SD 128GB, Auto Tracking | 9870 | 13053 | 1425 | IN STOCK at EXTERNAL supplier. <br> If ordered before 10AM: <br>DELIVERED next business day (main centres) <br>or 3-5 business days (regional areas or large items)<br> COLLECTION from Geewiz available Same Day (approx 4:30pm) | Miro | 1 | https://miro.co.za/img/p/2/4/4/3/2443.jpg | https://miro.co.za/index.php?controller=attachment&id_attachment=3281 | UN-IPC6222ER-X30P-B Data Sheet
3 | Uniview | UN-IPC622ER-X30-B | UNV - Ultra H.265 - 2MP PTZ with 30 x Optical Zoom - Smart IR 150m | <p><strong>FEATURES</strong></p> <ul> <li>30X Optical Zoom</li> <li>Accurate and fast focusing</li> <li>Smart IR, up to 150 m (492ft) IR distance</li> <li>Optical glass window with higher light transmittance</li> <li>IR anti-reflection window to increase the infrared transmittance</li> </ul> <p><strong>PRODUCT SPECIFICATIONS</strong></p> <table style="width: 520px;"> <tbody> <tr style="height: 45px;"> <td style="height: 45px; width: 181px;">Brand</td> <td style="height: 45px; width: 310px;"> <p class="h1 page-title">Uniview</p> </td> </tr> <tr style="height: 42px;"> <td style="height: 42px; width: 181px;">Item model number</td> <td style="height: 42px; width: 310px;"> <p>UN-IPC622ER-X30-B</p> </td> </tr> <tr style="height: 49px;"> <td style="height: 49px; width: 181px;">Product Type</td> <td style="height: 49px; width: 310px;"> <p>Camera</p> </td> </tr> <tr style="height: 49px;"> <td style="height: 49px; width: 181px;">Sensor</td> <td style="height: 49px; width: 310px;"> <p>1/3", progressive scan,2.0megapixel, CMOS</p> </td> </tr> <tr style="height: 49px;"> <td style="height: 49px; width: 181px;">Lens</td> <td style="height: 49px; width: 310px;">4.5 ~ 135 mm (30x optical zoom) , AF automatic focusing and motorized zoom lens</td> </tr> <tr style="height: 49px;"> <td style="height: 49px; width: 181px;">Minimum Illumination&nbsp;</td> <td style="height: 49px; width: 310px;">Colour: 0.03 lux (F1.6, AGC ON) 0 lux with IR</td> </tr> <tr style="height: 49px;"> <td style="height: 49px; width: 181px;">Day/Night</td> <td style="height: 49px; width: 310px;">IR-cut filter with auto switch (ICR)</td> </tr> <tr style="height: 49px;"> <td style="height: 49px; width: 181px;">Digital noise reduction</td> <td style="height: 49px; width: 310px;">2D/3D DNR</td> </tr> <tr style="height: 49px;"> <td style="height: 49px; width: 181px;">S/N</td> <td style="height: 49px; width: 310px;">&gt;52dB</td> </tr> <tr style="height: 49px;"> <td style="height: 49px; width: 181px;">IR Range</td> <td style="height: 49px; width: 310px;">Up to 150 m (492 ft)</td> </tr> <tr style="height: 49px;"> <td style="height: 49px; width: 181px;">Defog</td> <td style="height: 49px; width: 310px;">Digital Defog</td> </tr> <tr style="height: 49px;"> <td style="height: 49px; width: 181px;">WDR</td> <td style="height: 49px; width: 310px;">DWDR</td> </tr> <tr style="height: 49px;"> <td style="height: 49px; width: 181px;">Video Compression</td> <td style="height: 49px; width: 310px;">Ultra 265,H.265, H.264, MJPEG</td> </tr> </tbody> </table> | Smart Analytics, 24V DC and AC, Non POE, 4.5- 135mm lens, IP 66, Micro SD 128GB, Auto Tracking | 7787 | 10298 | 1425 | IN STOCK at EXTERNAL supplier. <br> If ordered before 10AM: <br>DELIVERED next business day (main centres) <br>or 3-5 business days (regional areas or large items)<br> COLLECTION from Geewiz available Same Day (approx 4:30pm) | Miro | 1 | https://miro.co.za/img/p/2/9/0/0/2900.jpg | https://miro.co.za/index.php?controller=attachment&id_attachment=3282 | UN-IPC622ER-X30-B Data Sheet
3 | Uniview | UN-IPC6252SL-X33UP | UNV - Ultra H.265 - 2MP PTZ with 33 x Optical Zoom - Bulit in VF laser IR 500m | <p><strong>FEATURES</strong></p> <ul> <li>30X Optical Zoom</li> <li>Accurate and fast focusing</li> <li>Smart IR, up to 150 m (492ft) IR distance</li> <li>Optical glass window with higher light transmittance</li> <li>IR anti-reflection window to increase the infrared transmittance</li> </ul> <p><strong>PRODUCT SPECIFICATIONS</strong></p> <table style="width: 520px;"> <tbody> <tr style="height: 45px;"> <td style="height: 45px; width: 181px;">Brand</td> <td style="height: 45px; width: 310px;"> <p class="h1 page-title">Uniview</p> </td> </tr> <tr style="height: 42px;"> <td style="height: 42px; width: 181px;">Item model number</td> <td style="height: 42px; width: 310px;"> <p>UN-IPC6252SL-X33UP</p> </td> </tr> <tr style="height: 49px;"> <td style="height: 49px; width: 181px;">Product Type</td> <td style="height: 49px; width: 310px;"> <p>Camera</p> </td> </tr> <tr style="height: 49px;"> <td style="height: 49px; width: 181px;">Sensor</td> <td style="height: 49px; width: 310px;"> <p>1/2.8" progressive scan, 2 megapixel, CMOS</p> </td> </tr> <tr style="height: 49px;"> <td style="height: 49px; width: 181px;">Focus/Zoom</td> <td style="height: 49px; width: 310px;"> <p>4.5 ~ 148.5 mm (33x optical zoom)</p> </td> </tr> <tr style="height: 49px;"> <td style="height: 49px; width: 181px;">Angle of View(H)</td> <td style="height: 49px; width: 310px;">62.93&deg;(wide)~3.67&deg;(tele)</td> </tr> <tr style="height: 49px;"> <td style="height: 49px; width: 181px;">Min. Illumination</td> <td style="height: 49px; width: 310px;">Colour: 0.002 lux (F1.6, 50IRE) 0 lux with IR</td> </tr> <tr style="height: 49px;"> <td style="height: 49px; width: 181px;">S/N</td> <td style="height: 49px; width: 310px;">&gt;52dB</td> </tr> <tr style="height: 49px;"> <td style="height: 49px; width: 181px;">Day/Night</td> <td style="height: 49px; width: 310px;">IR-cut filter with auto switch (ICR)</td> </tr> <tr style="height: 49px;"> <td style="height: 49px; width: 181px;">WDR</td> <td style="height: 49px; width: 310px;">120 dB</td> </tr> <tr style="height: 49px;"> <td style="height: 49px; width: 181px;">Video Compression</td> <td style="height: 49px; width: 310px;">H.265, H.264, MJPEG</td> </tr> </tbody> </table> | Smart Analytics, AC 24V and DC 24V, PoE, 4.5-148.5 mm lens, IP66, Micro SD 128GB, Auto Tracking | 23334 | 30859 | 1425 | IN STOCK at EXTERNAL supplier. <br> If ordered before 10AM: <br>DELIVERED next business day (main centres) <br>or 3-5 business days (regional areas or large items)<br> COLLECTION from Geewiz available Same Day (approx 4:30pm) | Miro | 1 | https://miro.co.za/img/p/2/4/5/1/2451.jpg | https://miro.co.za/index.php?controller=attachment&id_attachment=3285 | UN-IPC6252SL-X33UP Data Sheet
3 | Uniview | UN-IPC6252SFW-X22U | UNV-H.265 - 2MP PTZ Dome Camera 22 x 150m | <p><strong>FEATURES</strong></p> <ul> <li>Starlight illumination</li> <li>Accurate and fast focusing</li> <li>Full spectrum light with both white and infrared LED design</li> <li>Smart IR, up to 150 m (492 ft) IR distance</li> <li>Up to 120dB WDR(Wide Dynamic Range)</li> </ul> <p><strong>PRODUCT SPECIFICATIONS</strong></p> <table style="width: 520px;"> <tbody> <tr style="height: 45px;"> <td style="height: 45px; width: 181px;">Brand</td> <td style="height: 45px; width: 310px;"> <p class="h1 page-title">Uniview</p> </td> </tr> <tr style="height: 42px;"> <td style="height: 42px; width: 181px;">Item model number</td> <td style="height: 42px; width: 310px;"> <p>UN-IPC6252SFW-X22U</p> </td> </tr> <tr style="height: 49px;"> <td style="height: 49px; width: 181px;">Product Type</td> <td style="height: 49px; width: 310px;"> <p>Camera</p> </td> </tr> <tr style="height: 49px;"> <td style="height: 49px; width: 181px;">Sensor</td> <td style="height: 49px; width: 310px;"> <p>1/1.9", 2 megapixel, progressive scan, CMOS</p> </td> </tr> <tr style="height: 49px;"> <td style="height: 49px; width: 181px;">Lens</td> <td style="height: 49px; width: 310px;"> <p>6.5 ~ 143 mm (22x optical zoom)</p> </td> </tr> <tr style="height: 49px;"> <td style="height: 49px; width: 181px;">Angle of View(H)</td> <td style="height: 49px; width: 310px;">70&deg; (wide) ~ 3.76&deg; (tele)</td> </tr> <tr style="height: 49px;"> <td style="height: 49px; width: 181px;">Min. Illumination</td> <td style="height: 49px; width: 310px;">Colour: 0.001 lux (F1.5, AGC ON) 0 Lux with IR on</td> </tr> <tr style="height: 49px;"> <td style="height: 49px; width: 181px;">S/N</td> <td style="height: 49px; width: 310px;">&gt;52dB</td> </tr> <tr style="height: 49px;"> <td style="height: 49px; width: 181px;">Day/Night</td> <td style="height: 49px; width: 310px;">IR-cut filter with auto switch (ICR)</td> </tr> <tr style="height: 49px;"> <td style="height: 49px; width: 181px;">WDR</td> <td style="height: 49px; width: 310px;">120 dB</td> </tr> <tr style="height: 49px;"> <td style="height: 49px; width: 181px;">Video Compression</td> <td style="height: 49px; width: 310px;">H.265, H.264, MJPEG</td> </tr> <tr style="height: 49px;"> <td style="height: 49px; width: 181px;">Max. Resolution</td> <td style="height: 49px; width: 310px;">1920 &times; 1080</td> </tr> </tbody> </table> | Smart Analytics, AC24V, DC24V, No PoE, 6.5 -143mm, IP 66, Micro SD, Auto Tracking | 9947 | 13155 | 1425 | IN STOCK at EXTERNAL supplier. <br> If ordered before 10AM: <br>DELIVERED next business day (main centres) <br>or 3-5 business days (regional areas or large items)<br> COLLECTION from Geewiz available Same Day (approx 4:30pm) | Miro | 1 | https://miro.co.za/img/p/2/4/4/8/2448.jpg | https://miro.co.za/index.php?controller=attachment&id_attachment=3284 | UN-IPC6252SFW-X22U Data Sheet
3 | Uniview | UN-IPC6252SR-X33U | UNV - Ultra H.265 - 2MP PTZ with 33 x Optical Zoom - Smart IR 150m | <p><strong>FEATURES</strong></p> <ul> <li>Starlight illumination</li> <li>Accurate and fast focusing</li> <li>Smart IR, up to 150 m (492 ft) IR distance</li> <li>Up to 120 dB WDR(Wide Dynamic )</li> <li>IR anti-reflection window to increase the infrared transmittance</li> </ul> <p><strong>PRODUCT SPECIFICATIONS</strong></p> <table style="width: 520px;"> <tbody> <tr style="height: 45px;"> <td style="height: 45px; width: 181px;">Brand</td> <td style="height: 45px; width: 310px;"> <p class="h1 page-title">Uniview</p> </td> </tr> <tr style="height: 42px;"> <td style="height: 42px; width: 181px;">Item model number</td> <td style="height: 42px; width: 310px;"> <p>UN-IPC6252SR-X33U</p> </td> </tr> <tr style="height: 49px;"> <td style="height: 49px; width: 181px;">Product Type</td> <td style="height: 49px; width: 310px;"> <p>Camera</p> </td> </tr> <tr style="height: 49px;"> <td style="height: 49px; width: 181px;">Sensor</td> <td style="height: 49px; width: 310px;"> <p>1/2.8", 2 megapixel, progressive scan, CMOS</p> </td> </tr> <tr style="height: 49px;"> <td style="height: 49px; width: 181px;">Lens</td> <td style="height: 49px; width: 310px;"> <p>4.5 ~ 148.5 mm (33x optical zoom)</p> </td> </tr> <tr style="height: 49px;"> <td style="height: 49px; width: 181px;">Angle of View(H)</td> <td style="height: 49px; width: 310px;">62.93&deg; (wide) ~ 3.67&deg; (tele)</td> </tr> <tr style="height: 49px;"> <td style="height: 49px; width: 181px;">Min. Illumination</td> <td style="height: 49px; width: 310px;">Colour: 0.002 Lux (F1.6, AGC ON) 0 Lux with IR</td> </tr> <tr style="height: 49px;"> <td style="height: 49px; width: 181px;">S/N</td> <td style="height: 49px; width: 310px;">&gt;52dB</td> </tr> <tr style="height: 49px;"> <td style="height: 49px; width: 181px;">Day/Night</td> <td style="height: 49px; width: 310px;">IR-cut filter with auto switch (ICR)</td> </tr> <tr style="height: 49px;"> <td style="height: 49px; width: 181px;">WDR</td> <td style="height: 49px; width: 310px;">120 dB</td> </tr> <tr style="height: 49px;"> <td style="height: 49px; width: 181px;">Video Compression</td> <td style="height: 49px; width: 310px;">H.265, H.264, MJPEG</td> </tr> <tr style="height: 49px;"> <td style="height: 49px; width: 181px;">Max. Resolution</td> <td style="height: 49px; width: 310px;">1920 &times; 1080</td> </tr> </tbody> </table> | Smart Analytics, 24V AC and 24V DC, No PoE, 4.5 - 148.5mm lens, IP 66, Micro SD 128GB, Auto Tracking | 12676 | 16764 | 1425 | IN STOCK at EXTERNAL supplier. <br> If ordered before 10AM: <br>DELIVERED next business day (main centres) <br>or 3-5 business days (regional areas or large items)<br> COLLECTION from Geewiz available Same Day (approx 4:30pm) | Miro | 1 | https://miro.co.za/img/p/2/4/5/4/2454.jpg | https://miro.co.za/index.php?controller=attachment&id_attachment=3286 | UN-IPC6252SR-X33U Data Sheet
3 | Uniview | UN-IPC6322LR-X22-C | UNV - Ultra H.265 - 2MP PTZ with 22 x Optical Zoom - Smart IR 150m | <p><strong>FEATURES</strong></p> <ul> <li>22X Optical Zoom</li> <li>Fifth-generation infrared technology, more than150m (492ft) IR distance</li> <li>IR anti-reflection window to increase the infrared transmittance</li> <li>Optical glass window with higher light transmittance</li> <li>Smart IR</li> </ul> <p><strong>PRODUCT SPECIFICATIONS</strong></p> <table style="width: 520px;"> <tbody> <tr style="height: 45px;"> <td style="height: 45px; width: 185px;">Brand</td> <td style="height: 45px; width: 306px;"> <p class="h1 page-title">Uniview</p> </td> </tr> <tr style="height: 42px;"> <td style="height: 42px; width: 185px;">Item model number</td> <td style="height: 42px; width: 306px;"> <p>UN-IPC6322LR-X22-C</p> </td> </tr> <tr style="height: 49px;"> <td style="height: 49px; width: 185px;">Product Type</td> <td style="height: 49px; width: 306px;"> <p>Camera</p> </td> </tr> <tr style="height: 49px;"> <td style="height: 49px; width: 185px;">Sensor</td> <td style="height: 49px; width: 306px;"> <p>1/2.9" progressive scan, 2.0megapixel, CMOS</p> </td> </tr> <tr style="height: 49px;"> <td style="height: 49px; width: 185px;">Lens</td> <td style="height: 49px; width: 306px;"> <p>5.2~ 114.4 mm (22x optical zoom)，AF automatic focusing and motorized zoom lens</p> </td> </tr> <tr style="height: 49px;"> <td style="height: 49px; width: 185px;">Angle of View(H)</td> <td style="height: 49px; width: 306px;">55.8&deg; (wide) ~ 3.2&deg; (tele)</td> </tr> <tr style="height: 49px;"> <td style="height: 49px; width: 185px;">Min. Illumination</td> <td style="height: 49px; width: 306px;">Colour: 0.06 lux (F1.5,AGC ON) 0 lux with IR</td> </tr> <tr style="height: 49px;"> <td style="height: 49px; width: 185px;">S/N</td> <td style="height: 49px; width: 306px;">&gt;55 dB</td> </tr> <tr style="height: 49px;"> <td style="height: 49px; width: 185px;">Day/Night</td> <td style="height: 49px; width: 306px;">IR-cut filter with auto switch (ICR)</td> </tr> <tr style="height: 49px;"> <td style="height: 49px; width: 185px;">IR Range</td> <td style="height: 49px; width: 306px;">UP to 150m (492ft)</td> </tr> <tr style="height: 49px;"> <td style="height: 49px; width: 185px;">Video Compression</td> <td style="height: 49px; width: 306px;">Ultra 265,H.265, H.264, MJPEG</td> </tr> <tr style="height: 49px;"> <td style="height: 49px; width: 185px;">Digital noise reduction</td> <td style="height: 49px; width: 306px;">2D/3D DNR</td> </tr> </tbody> </table> | Smart Analytics, 24V AC 24V DC, 5.2-114.4 mm lens, IP66, Micro SD up to 128GB, No Auto traclking | 5875 | 7770 | 1425 | IN STOCK at EXTERNAL supplier. <br> If ordered before 10AM: <br>DELIVERED next business day (main centres) <br>or 3-5 business days (regional areas or large items)<br> COLLECTION from Geewiz available Same Day (approx 4:30pm) | Miro | 1 | https://miro.co.za/img/p/2/4/5/7/2457.jpg | https://miro.co.za/index.php?controller=attachment&id_attachment=3287 | UN-IPC6322LR-X22-C Data Sheet
3 | Uniview | UN-IPC6322SR-X22P-C | UNV - Ultra H.265 - 2MP PTZ with 22 x Optical Zoom - Smart IR 150m | <p><strong>FEATURES</strong></p> <ul> <li>22X Optical Zoom</li> <li>Fifth-generation infrared technology, more than150m (492ft) IR distance</li> <li>IR anti-reflection window to increase the infrared transmittance</li> <li>Optical glass window with higher light transmittance</li> <li>Smart IR</li> </ul> <p><strong>PRODUCT SPECIFICATIONS</strong></p> <table style="width: 520px;"> <tbody> <tr style="height: 45px;"> <td style="height: 45px; width: 185px;">Brand</td> <td style="height: 45px; width: 306px;"> <p class="h1 page-title">Uniview</p> </td> </tr> <tr style="height: 42px;"> <td style="height: 42px; width: 185px;">Item model number</td> <td style="height: 42px; width: 306px;"> <p>UN-IPC6322SR-X22P-C</p> </td> </tr> <tr style="height: 49px;"> <td style="height: 49px; width: 185px;">Product Type</td> <td style="height: 49px; width: 306px;"> <p>Camera</p> </td> </tr> <tr style="height: 49px;"> <td style="height: 49px; width: 185px;">Sensor</td> <td style="height: 49px; width: 306px;"> <p>1/2.9" progressive scan, 2.0megapixel, CMOS</p> </td> </tr> <tr style="height: 49px;"> <td style="height: 49px; width: 185px;">Lens</td> <td style="height: 49px; width: 306px;"> <p>5.2~ 114.4 mm (22x optical zoom)，AF automatic focusing and motorized zoom lens</p> </td> </tr> <tr style="height: 49px;"> <td style="height: 49px; width: 185px;">Angle of View (H)</td> <td style="height: 49px; width: 306px;">55.8&deg; (wide) ~ 3.2&deg; (tele)</td> </tr> <tr style="height: 49px;"> <td style="height: 49px; width: 185px;">Day/Night</td> <td style="height: 49px; width: 306px;">IR-cut filter with auto switch (ICR)</td> </tr> <tr style="height: 49px;"> <td style="height: 49px; width: 185px;">Digital noise reduction</td> <td style="height: 49px; width: 306px;">2D/3D DNR</td> </tr> <tr style="height: 49px;"> <td style="height: 49px; width: 185px;">S/N</td> <td style="height: 49px; width: 306px;">&gt;55 dB</td> </tr> <tr style="height: 49px;"> <td style="height: 49px; width: 185px;">IR Range</td> <td style="height: 49px; width: 306px;">UP to 150m (492ft)</td> </tr> <tr style="height: 49px;"> <td style="height: 49px; width: 185px;">Defog</td> <td style="height: 49px; width: 306px;">Digital Defog</td> </tr> <tr style="height: 49px;"> <td style="height: 49px; width: 185px;">WDR</td> <td style="height: 49px; width: 306px;">DWDR</td> </tr> <tr style="height: 49px;"> <td style="height: 49px; width: 185px;">Video Compression</td> <td style="height: 49px; width: 306px;">Ultra 265,H.265, H.264, MJPEG</td> </tr> </tbody> </table> | Smart Analytics, DC 12V, PoE, 5.2-114.4 mm lens, IP66, Micro SD 128GB, No Auto tracking | 6319 | 8357 | 1425 | IN STOCK at EXTERNAL supplier. <br> If ordered before 10AM: <br>DELIVERED next business day (main centres) <br>or 3-5 business days (regional areas or large items)<br> COLLECTION from Geewiz available Same Day (approx 4:30pm) | Miro | 1 | https://miro.co.za/img/p/2/4/6/0/2460.jpg | https://miro.co.za/index.php?controller=attachment&id_attachment=3288 | UN-IPC6322SR-X22P-C Data Sheet
3 | Uniview | UN-IPC6412LR-X5P | UNV - Ultra H.265 - 2MP Indoor Mini PTZ Dome Camera (5x Optical Zoom) | <p><strong>FEATURES</strong></p> <ul> <li>Day/night functionality</li> <li>Smart IR , up to 30 m (98 ft) IR distance</li> <li>Optical glass window with higher light transmittance</li> <li>IR anti-reflection window to increase the infrared transmittance</li> <li>2D/3D DNR (Digital Noise Reduction)</li> </ul> <p><strong>PRODUCT SPECIFICATIONS</strong></p> <table style="width: 520px;"> <tbody> <tr style="height: 45px;"> <td style="height: 45px; width: 180px;">Brand</td> <td style="height: 45px; width: 311px;"> <p class="h1 page-title">Uniview</p> </td> </tr> <tr style="height: 42px;"> <td style="height: 42px; width: 180px;">Item model number</td> <td style="height: 42px; width: 311px;"> <p>UN-IPC6412LR-X5P</p> </td> </tr> <tr style="height: 49px;"> <td style="height: 49px; width: 180px;">Product Type</td> <td style="height: 49px; width: 311px;"> <p>Camera</p> </td> </tr> <tr style="height: 49px;"> <td style="height: 49px; width: 180px;">Sensor</td> <td style="height: 49px; width: 311px;"> <p>1/2.9" progressive scan, 2.0 megapixel, CMOS</p> </td> </tr> <tr style="height: 49px;"> <td style="height: 49px; width: 180px;">Lens</td> <td style="height: 49px; width: 311px;"> <p>2.7~13.5mm，AF automatic focusing and motorized zoom lens</p> </td> </tr> <tr style="height: 49px;"> <td style="height: 49px; width: 180px;">Angle of View (H)</td> <td style="height: 49px; width: 311px;">29.1&deg;~104.3&deg;</td> </tr> <tr style="height: 49px;"> <td style="height: 49px; width: 180px;">Day/Night</td> <td style="height: 49px; width: 311px;">IR-cut filter with auto switch (ICR)</td> </tr> <tr style="height: 49px;"> <td style="height: 49px; width: 180px;">Digital noise reduction</td> <td style="height: 49px; width: 311px;">2D/3D DNR</td> </tr> <tr style="height: 49px;"> <td style="height: 49px; width: 180px;">S/N</td> <td style="height: 49px; width: 311px;">&gt;52 dB</td> </tr> <tr style="height: 49px;"> <td style="height: 49px; width: 180px;">IR Range</td> <td style="height: 49px; width: 311px;">UP to 30m (98ft)</td> </tr> <tr style="height: 49px;"> <td style="height: 49px; width: 180px;">Iris</td> <td style="height: 49px; width: 311px;">F1.2</td> </tr> <tr style="height: 49px;"> <td style="height: 49px; width: 180px;">WDR</td> <td style="height: 49px; width: 311px;">DWDR</td> </tr> <tr style="height: 49px;"> <td style="height: 49px; width: 180px;">Video Compression</td> <td style="height: 49px; width: 311px;">Ultra 265,H.265, H.264, MJPEG</td> </tr> </tbody> </table> | No Analytics, 12V DC, PoE, IR 30m, 2.7-13.5mm lens, Mirco SD 256GB, Motion detection, Built in mic | 1880 | 2486 | 1425 | IN STOCK at EXTERNAL supplier. <br> If ordered before 10AM: <br>DELIVERED next business day (main centres) <br>or 3-5 business days (regional areas or large items)<br> COLLECTION from Geewiz available Same Day (approx 4:30pm) | Miro | 1 | https://miro.co.za/img/p/2/4/6/3/2463.jpg | https://miro.co.za/index.php?controller=attachment&id_attachment=3289 | UN-IPC6412LR-X5P Data Sheet
3 | Uniview | UN-IPC672LR-AX4DUPK | UNV - Ultra H.265 - 2MP Outdoor Mini PTZ Camera with Human Body Detection &amp; Auto Tracking | <p><strong>FEATURES</strong></p> <ul> <li>Day/night functionality</li> <li>Smart IR , up to 50 m (164 ft) IR distance</li> <li>Up to 120 dB Optical WDR(Wide Dynamic Range)</li> <li>Optical glass window with higher light transmittance</li> <li>2D/3D DNR (Digital Noise Reduction)</li> </ul> <p><strong>PRODUCT SPECIFICATIONS</strong></p> <table style="width: 520px;"> <tbody> <tr style="height: 45px;"> <td style="height: 45px; width: 180px;">Brand</td> <td style="height: 45px; width: 311px;"> <p class="h1 page-title">Uniview</p> </td> </tr> <tr style="height: 42px;"> <td style="height: 42px; width: 180px;">Item model number</td> <td style="height: 42px; width: 311px;"> <p>UN-IPC672LR-AX4DUPK</p> </td> </tr> <tr style="height: 49px;"> <td style="height: 49px; width: 180px;">Product Type</td> <td style="height: 49px; width: 311px;"> <p>Camera</p> </td> </tr> <tr style="height: 49px;"> <td style="height: 49px; width: 180px;">Sensor</td> <td style="height: 49px; width: 311px;"> <p>1/2.8" progressive scan, 2.0 megapixel, CMOS</p> </td> </tr> <tr style="height: 49px;"> <td style="height: 49px; width: 180px;">Lens</td> <td style="height: 49px; width: 311px;"> <p>2.8~12mm，AF automatic focusing and motorized zoom lens</p> </td> </tr> <tr style="height: 49px;"> <td style="height: 49px; width: 180px;">Angle of View (H)</td> <td style="height: 49px; width: 311px;">32.5&deg;~95.7&deg;</td> </tr> <tr style="height: 49px;"> <td style="height: 49px; width: 180px;">Day/Night</td> <td style="height: 49px; width: 311px;">IR-cut filter with auto switch (ICR)</td> </tr> <tr style="height: 49px;"> <td style="height: 49px; width: 180px;">Digital noise reduction</td> <td style="height: 49px; width: 311px;">2D/3D DNR</td> </tr> <tr style="height: 49px;"> <td style="height: 49px; width: 180px;">S/N</td> <td style="height: 49px; width: 311px;">&gt;52 dB</td> </tr> <tr style="height: 49px;"> <td style="height: 49px; width: 180px;">IR Range</td> <td style="height: 49px; width: 311px;">UP to 50m (164ft)</td> </tr> <tr style="height: 49px;"> <td style="height: 49px; width: 180px;">Wavelength</td> <td style="height: 49px; width: 311px;">850nm</td> </tr> <tr style="height: 49px;"> <td style="height: 49px; width: 180px;">WDR</td> <td style="height: 49px; width: 311px;">120dB</td> </tr> <tr style="height: 49px;"> <td style="height: 49px; width: 180px;">Video Compression</td> <td style="height: 49px; width: 311px;">Ultra 265,H.265, H.264, MJPEG</td> </tr> </tbody> </table> | Smart Ananlytics, 12vDC, PoE, IR 50m ,2.8-12mm, IP66, SD Slot 128GB, Built in Mic &amp; Speaker | 2960 | 3915 | 1425 | IN STOCK at EXTERNAL supplier. <br> If ordered before 10AM: <br>DELIVERED next business day (main centres) <br>or 3-5 business days (regional areas or large items)<br> COLLECTION from Geewiz available Same Day (approx 4:30pm) | Miro | 1 | https://miro.co.za/img/p/2/8/9/9/2899.jpg | https://miro.co.za/index.php?controller=attachment&id_attachment=3291 | UN-IPC672LR-AX4DUPK Data Sheet
3 | Uniview | UN-IPC6858SR-X22 | UNV - Ultra H.265 - 8MP PTZ with 22 x Optical Zoom - Smart IR 200m | <p><strong>FEATURES</strong></p> <ul> <li>22X Optical Zoom</li> <li>Fifth-generation infrared technology, more than 250m (820ft) IR distance</li> <li>IR anti-reflection window to increase the infrared transmittance</li> <li>Optical glass window with higher light transmittance</li> <li>Smart IR</li> </ul> <p><strong>PRODUCT SPECIFICATIONS</strong></p> <table style="width: 520px;"> <tbody> <tr style="height: 45px;"> <td style="height: 45px; width: 180px;">Brand</td> <td style="height: 45px; width: 311px;"> <p class="h1 page-title">Uniview</p> </td> </tr> <tr style="height: 42px;"> <td style="height: 42px; width: 180px;">Item model number</td> <td style="height: 42px; width: 311px;"> <p>UN-IPC6858SR-X22</p> </td> </tr> <tr style="height: 49px;"> <td style="height: 49px; width: 180px;">Product Type</td> <td style="height: 49px; width: 311px;"> <p>Camera</p> </td> </tr> <tr style="height: 49px;"> <td style="height: 49px; width: 180px;">Sensor</td> <td style="height: 49px; width: 311px;"> <p>1/1.7" progressive scan, 12 megapixel, CMOS</p> </td> </tr> <tr style="height: 49px;"> <td style="height: 49px; width: 180px;">Lens</td> <td style="height: 49px; width: 311px;"> <p>6.5~ 143 mm (22x optical zoom)</p> </td> </tr> <tr style="height: 49px;"> <td style="height: 49px; width: 180px;">Angle of View (H)</td> <td style="height: 49px; width: 311px;">56.7&deg; (wide) ~ 3.07&deg; (tele)</td> </tr> <tr style="height: 49px;"> <td style="height: 49px; width: 180px;">Day/Night</td> <td style="height: 49px; width: 311px;">IR-cut filter with auto switch (ICR)</td> </tr> <tr style="height: 49px;"> <td style="height: 49px; width: 180px;">Iris</td> <td style="height: 49px; width: 311px;">Auto/Manual, F1.5 ~ F3.4</td> </tr> <tr style="height: 49px;"> <td style="height: 49px; width: 180px;">S/N</td> <td style="height: 49px; width: 311px;">&gt;55 dB</td> </tr> <tr style="height: 49px;"> <td style="height: 49px; width: 180px;">Shutter</td> <td style="height: 49px; width: 311px;">Auto/Manual, shutter time: 1/6 s ~ 1/8000 s</td> </tr> <tr style="height: 49px;"> <td style="height: 49px; width: 180px;">Minimum Illumination</td> <td style="height: 49px; width: 311px;">Colour: 0.06 lux (F1.5,AGC ON) 0 lux with IR</td> </tr> <tr style="height: 49px;"> <td style="height: 49px; width: 180px;">Frame Rat</td> <td style="height: 49px; width: 311px;">12MP (4000&times;3000): Max. 20 fps; 4K (3840&times;2160): Max. 30 fps</td> </tr> <tr style="height: 49px;"> <td style="height: 49px; width: 180px;">Video Compression</td> <td style="height: 49px; width: 311px;">H.265, H.264, MJPEG</td> </tr> </tbody> </table> | No Analytics, 24V AC, 24V DC, non-PoE, 6.5- 143mm lens, Micro SD 256GB, No Auto Tracking | 24341 | 32191 | 1425 | IN STOCK at EXTERNAL supplier. <br> If ordered before 10AM: <br>DELIVERED next business day (main centres) <br>or 3-5 business days (regional areas or large items)<br> COLLECTION from Geewiz available Same Day (approx 4:30pm) | Miro | 1 | https://miro.co.za/img/p/2/4/7/3/2473.jpg | https://miro.co.za/index.php?controller=attachment&id_attachment=3293 | UN-IPC6858SR-X22 Data Sheet
3 | Uniview | UN-IPC6852SR-X44U | UNV - Ultra H.265 - 2MP PTZ with 44 x Optical Zoom - Smart IR 250m | <p><strong>FEATURES</strong></p> <ul> <li>44X Optical Zoom</li> <li>Starlight illumination</li> <li>Accurate and fast focusing</li> <li>Up to 120 dB Optical WDR(Wide Dynamic Range)</li> <li>Smart IR</li> </ul> <p><strong>PRODUCT SPECIFICATIONS</strong></p> <table style="width: 520px;"> <tbody> <tr style="height: 45px;"> <td style="height: 45px; width: 180px;">Brand</td> <td style="height: 45px; width: 311px;"> <p class="h1 page-title">Uniview</p> </td> </tr> <tr style="height: 42px;"> <td style="height: 42px; width: 180px;">Item model number</td> <td style="height: 42px; width: 311px;"> <p>UN-IPC6852SR-X44U</p> </td> </tr> <tr style="height: 49px;"> <td style="height: 49px; width: 180px;">Product Type</td> <td style="height: 49px; width: 311px;"> <p>Camera</p> </td> </tr> <tr style="height: 49px;"> <td style="height: 49px; width: 180px;">Sensor</td> <td style="height: 49px; width: 311px;"> <p>1/2.8", 2 megapixel, progressive scan, CMOS</p> </td> </tr> <tr style="height: 49px;"> <td style="height: 49px; width: 180px;">Lens</td> <td style="height: 49px; width: 311px;"> <p>5 ~ 220 mm (44x optical zoom)</p> </td> </tr> <tr style="height: 49px;"> <td style="height: 49px; width: 180px;">Angle of View (H)</td> <td style="height: 49px; width: 311px;">56.7&deg; (wide) ~ 3.07&deg; (tele)</td> </tr> <tr style="height: 49px;"> <td style="height: 49px; width: 180px;">Minimum Illumination</td> <td style="height: 49px; width: 311px;">Colour: 0.002 lux (F1.2, 50IRE) 0 lux with IR</td> </tr> <tr style="height: 49px;"> <td style="height: 49px; width: 180px;">S/N</td> <td style="height: 49px; width: 311px;">&gt;52dB</td> </tr> <tr style="height: 49px;"> <td style="height: 49px; width: 180px;">WDR</td> <td style="height: 49px; width: 311px;">120dB</td> </tr> <tr style="height: 49px;"> <td style="height: 49px; width: 180px;">Defog</td> <td style="height: 49px; width: 311px;">Optical Defog &amp; Digital Defog</td> </tr> <tr style="height: 49px;"> <td style="height: 49px; width: 180px;">Day/Night</td> <td style="height: 49px; width: 311px;">IR-cut filter with auto switch (ICR)</td> </tr> <tr style="height: 49px;"> <td style="height: 49px; width: 180px;">Max. Resolution</td> <td style="height: 49px; width: 311px;">1920 &times; 1080</td> </tr> <tr style="height: 49px;"> <td style="height: 49px; width: 180px;">Video Compression</td> <td style="height: 49px; width: 311px;">H.265, H.264, MJPEG</td> </tr> </tbody> </table> | Smart Analytics, 24V AC and 24V DC, 5-220mm lens, IP 67, Micro SD 128GB, Auto Tracking | 31407 | 41536 | 1425 | IN STOCK at EXTERNAL supplier. <br> If ordered before 10AM: <br>DELIVERED next business day (main centres) <br>or 3-5 business days (regional areas or large items)<br> COLLECTION from Geewiz available Same Day (approx 4:30pm) | Miro | 1 | https://miro.co.za/img/p/2/4/7/0/2470.jpg | https://miro.co.za/index.php?controller=attachment&id_attachment=3292 | UN-IPC6852SR-X44U Data Sheet
3 | Uniview | UN-IPC742SR9-PZ3032G | UNV - Ultra H.265 - 2MP Pan &amp; Tilt Bullet Camera | <p><strong>FEATURES</strong></p> <ul> <li>Precision motor with accuracy deviation less than 0.1 degree</li> <li>Pan range 250&deg;, tilt range -50&deg; to 50&deg;</li> <li>Pan speed up to 15&deg;/s, tilt speed up to 5&deg;/s</li> <li>Smart IR, up to 100m (328 ft) IR distance</li> <li>2X Optical Zoom &amp; Auto Focus</li> </ul> <p><strong>PRODUCT SPECIFICATIONS</strong></p> <table style="width: 520px;"> <tbody> <tr style="height: 45px;"> <td style="height: 45px; width: 180px;">Brand</td> <td style="height: 45px; width: 311px;"> <p class="h1 page-title">Uniview</p> </td> </tr> <tr style="height: 42px;"> <td style="height: 42px; width: 180px;">Item model number</td> <td style="height: 42px; width: 311px;"> <p>UN-IPC742SR9-PZ3032G</p> </td> </tr> <tr style="height: 49px;"> <td style="height: 49px; width: 180px;">Product Type</td> <td style="height: 49px; width: 311px;"> <p>Camera</p> </td> </tr> <tr style="height: 49px;"> <td style="height: 49px; width: 180px;">Sensor</td> <td style="height: 49px; width: 311px;"> <p>1/2.8", progressive scan ,2.0 megapixel, CMOS</p> </td> </tr> <tr style="height: 49px;"> <td style="height: 49px; width: 180px;">Lens</td> <td style="height: 49px; width: 311px;"> <p>3 ~ 6 mm, AF automatic focusing and motorized zoom lens</p> </td> </tr> <tr style="height: 49px;"> <td style="height: 49px; width: 180px;">Angle of View (H)</td> <td style="height: 49px; width: 311px;">90.9&deg;~51.5&deg;</td> </tr> <tr style="height: 49px;"> <td style="height: 49px; width: 180px;">Minimum Illumination</td> <td style="height: 49px; width: 311px;">Color: 0.02Lu&times; (F2.0, AGC ON) 0 Lux with IR on</td> </tr> <tr style="height: 49px;"> <td style="height: 49px; width: 180px;">S/N</td> <td style="height: 49px; width: 311px;">&gt;52dB</td> </tr> <tr style="height: 49px;"> <td style="height: 49px; width: 180px;">WDR</td> <td style="height: 49px; width: 311px;">DWDR</td> </tr> <tr style="height: 49px;"> <td style="height: 49px; width: 180px;">Digital noise reduction</td> <td style="height: 49px; width: 311px;">2D/3D DNR</td> </tr> <tr style="height: 49px;"> <td style="height: 49px; width: 180px;">Day/Night</td> <td style="height: 49px; width: 311px;">IR-cut filter with auto switch (ICR)</td> </tr> <tr style="height: 49px;"> <td style="height: 49px; width: 180px;">Defog</td> <td style="height: 49px; width: 311px;">Digital Defog</td> </tr> <tr style="height: 49px;"> <td style="height: 49px; width: 180px;">Video Compression</td> <td style="height: 49px; width: 311px;">Ultra 265,H.265, H.264, MJPEG</td> </tr> </tbody> </table> | Smart Analytics, 12V DC, PoE, IR 100m 3 -6.00mm automatic focusing and motorised zoom lens, IP66 | 2746 | 3632 | 1429 | IN STOCK at EXTERNAL supplier. <br> If ordered before 10AM: <br>DELIVERED next business day (main centres) <br>or 3-5 business days (regional areas or large items)<br> COLLECTION from Geewiz available Same Day (approx 4:30pm) | Miro | 1 | https://miro.co.za/img/p/2/4/7/6/2476.jpg | https://miro.co.za/index.php?controller=attachment&id_attachment=3294 | UN-IPC742SR9-PZ3032G Data Sheet
3 | Vivotek | VI-SD8364E | VIVOTEK - SUPREME - PTZ Camera, Outdoor, 2MP, 30fps, 30x Zoom, WDR, H.264, Auto tracking, SD | <p><strong>FEATURES</strong></p> <p>VIVOTEK SD8364E is part of the SUPREME series product line offering 1080p Full HD resolution with superb image quality. Adopting a 30x optical zoom lens, the SD8364E is able to capture details at top-notch quality. The IP66- and NEMA 4X-rated housing protects the camera body against rain, dust and corrosion within a wide temperature range between -40&deg;C to 55&deg;C. This feature ensures operation under extreme weather conditions and hazardous environments. It is especially suitable for monitoring wide open indoor/outdoor spaces such as airports, highways and parking lots where high-level reliability and precision are always required.</p> <p>The SD8364E supports high-performance H.264/MPEG-4/MJPEG compression technology and offers extra smooth video quality with resolution up to 30 fps @ 1080p. Boasting WDR Pro technology, the SD8364E can also cope with challenging lighting conditions and generate image quality close to the capabilities of the human eye. With a sophisticated pan/tilt mechanism, the camera provides fast, precise movement with continuous 360-degree pan and 220-degree tilt. Users can also easily control the lens position via a mouse or a joystick to track the object of interest and set up to 128 preset positions for patrolling. With the built-in auto tracking feature, the SD8364E provides instantaneous reaction to suspicious moving objects in wide area locations before operators are aware of activity.</p> <p><strong>PRODUCT SPECIFICATIONS</strong></p> <table style="width: 520px;"> <tbody> <tr style="height: 45px;"> <td style="height: 45px; width: 180px;">Brand</td> <td style="height: 45px; width: 311px;"> <p class="h1 page-title">VIVOTEK</p> </td> </tr> <tr style="height: 42px;"> <td style="height: 42px; width: 180px;">Item model number</td> <td style="height: 42px; width: 311px;"> <p>VI-SD8364E</p> </td> </tr> <tr style="height: 49px;"> <td style="height: 49px; width: 180px;">Product Type</td> <td style="height: 49px; width: 311px;"> <p>Camera</p> </td> </tr> <tr style="height: 49px;"> <td style="height: 49px; width: 180px;">CPU</td> <td style="height: 49px; width: 311px;"> <p>Multimedia SoC (System-on-Chip)</p> </td> </tr> <tr style="height: 49px;"> <td style="height: 49px; width: 180px;">Flash</td> <td style="height: 49px; width: 311px;">128 MB</td> </tr> <tr style="height: 49px;"> <td style="height: 49px; width: 180px;">RAM</td> <td style="height: 49px; width: 311px;">256 MB</td> </tr> <tr style="height: 49px;"> <td style="height: 49px; width: 180px;">Image Sensor</td> <td style="height: 49px; width: 311px;">1/2.8" Progressive CMOS</td> </tr> <tr style="height: 49px;"> <td style="height: 49px; width: 180px;">Maximum Resolution</td> <td style="height: 49px; width: 311px;">1920x1080</td> </tr> <tr style="height: 49px;"> <td style="height: 49px; width: 180px;">Lens Type</td> <td style="height: 49px; width: 311px;">30x Optical Zoom, Auto Focus</td> </tr> <tr style="height: 49px;"> <td style="height: 49px; width: 180px;">Focal Length</td> <td style="height: 49px; width: 311px;">f = 4.3~129 mm (30x zoom)</td> </tr> <tr style="height: 49px;"> <td style="height: 49px; width: 180px;">Day/Night</td> <td style="height: 49px; width: 311px;">Removable IR-cut filter for day &amp; night function</td> </tr> <tr style="height: 49px;"> <td style="height: 49px; width: 180px;">Video&nbsp;Compression</td> <td style="height: 49px; width: 311px;">H.264, MJPEG &amp; MPEG-4</td> </tr> </tbody> </table> | 48V PoE Supported, NO PSU in box | 21134 | 27950 | 1425 | IN STOCK at EXTERNAL supplier. <br> If ordered before 10AM: <br>DELIVERED next business day (main centres) <br>or 3-5 business days (regional areas or large items)<br> COLLECTION from Geewiz available Same Day (approx 4:30pm) | Miro | 1 | https://miro.co.za/img/p/2/6/7/9/2679.jpg | https://miro.co.za/index.php?controller=attachment&id_attachment=3422 | VI-SD8364E Data Sheet
3 | Uniview | UN-IPC6242SFW-X22U | UNV-H.265 - 2MP PTZ Dome Camera 22x Optical Zoom | <p><strong>FEATURES</strong></p> <ul> <li>Starlight illumination</li> <li>Accurate and fast focusing</li> <li>Full spectrum light with both white and infrared LED design</li> <li>Smart light supplement technology</li> </ul> <p><strong>PRODUCT SPECIFICATIONS</strong></p> <table style="width: 520px;"> <tbody> <tr style="height: 45px;"> <td style="height: 45px; width: 180px;">Brand</td> <td style="height: 45px; width: 311px;"> <p class="h1 page-title">Uniview</p> </td> </tr> <tr style="height: 42px;"> <td style="height: 42px; width: 180px;">Item model number</td> <td style="height: 42px; width: 311px;"> <p>UN-IPC6242SFW-X22U</p> </td> </tr> <tr style="height: 49px;"> <td style="height: 49px; width: 180px;">Product Type</td> <td style="height: 49px; width: 311px;"> <p>Camera</p> </td> </tr> <tr style="height: 49px;"> <td style="height: 49px; width: 180px;">Sensor</td> <td style="height: 49px; width: 311px;"> <p>1/1.9", 2 megapixel, progressive scan, CMOS</p> </td> </tr> <tr style="height: 49px;"> <td style="height: 49px; width: 180px;">Lens</td> <td style="height: 49px; width: 311px;">6.5 ~ 143 mm (22x optical zoom)</td> </tr> <tr style="height: 49px;"> <td style="height: 49px; width: 180px;">Angle of View (H)</td> <td style="height: 49px; width: 311px;">70&deg; (wide) ~ 3.76&deg; (tele)</td> </tr> <tr style="height: 49px;"> <td style="height: 49px; width: 180px;">Minimum Illumination</td> <td style="height: 49px; width: 311px;">Colour: 0.002 lux (F1.6, 50IRE) B/W: 0.0002 lux (F1.6, 50IRE)</td> </tr> <tr style="height: 49px;"> <td style="height: 49px; width: 180px;">S/N</td> <td style="height: 49px; width: 311px;">&gt;52dB</td> </tr> <tr style="height: 49px;"> <td style="height: 49px; width: 180px;">Day/Night</td> <td style="height: 49px; width: 311px;">IR-cut filter with auto switch (ICR)</td> </tr> <tr style="height: 49px;"> <td style="height: 49px; width: 180px;">Max. Resolution</td> <td style="height: 49px; width: 311px;">1920 &times; 1080</td> </tr> <tr style="height: 49px;"> <td style="height: 49px; width: 180px;">Video Compression</td> <td style="height: 49px; width: 311px;">H.264,MJPEG</td> </tr> </tbody> </table> | No Analytics, 24V AC 24V DC, No PoE, IR 100m, Without bracket, SD Slot, | 16536 | 21869 | 1428 | IN STOCK at EXTERNAL supplier. <br> If ordered before 10AM: <br>DELIVERED next business day (main centres) <br>or 3-5 business days (regional areas or large items)<br> COLLECTION from Geewiz available Same Day (approx 4:30pm) | Miro | 1 | https://miro.co.za/img/p/2/4/4/5/2445.jpg | https://miro.co.za/index.php?controller=attachment&id_attachment=3283 | UN-IPC6242SFW-X22U Data Sheet
3 | Uniview | UN-IPC264SA-DZK | UNV - Ultra H.265 - 4 MP Facial Recognition Vari Focal Light Hunter Bullet Camera | <p><strong>FEATURES</strong></p> <ul> <li>1/1.8&rsquo;&rsquo;, Powered by lighthunter</li> <li>SmartIR, up to 50m (164 ft) IR distance</li> <li>Up to 120 dB Optical WDR (Wide Dynamic Range)</li> <li>Adaptive fogging</li> </ul> <p><strong>PRODUCT SPECIFICATIONS</strong></p> <table style="width: 520px;"> <tbody> <tr style="height: 45px;"> <td style="height: 45px; width: 180px;">Brand</td> <td style="height: 45px; width: 311px;"> <p class="h1 page-title">Uniview</p> </td> </tr> <tr style="height: 42px;"> <td style="height: 42px; width: 180px;">Item model number</td> <td style="height: 42px; width: 311px;"> <p>UN-IPC264SA-DZK</p> </td> </tr> <tr style="height: 49px;"> <td style="height: 49px; width: 180px;">Product Type</td> <td style="height: 49px; width: 311px;"> <p>Camera</p> </td> </tr> <tr style="height: 49px;"> <td style="height: 49px; width: 180px;">Sensor</td> <td style="height: 49px; width: 311px;"> <p>1/1.8", 4.0 megapixel, progressive scan, CMOS</p> </td> </tr> <tr style="height: 49px;"> <td style="height: 49px; width: 180px;">Lens</td> <td style="height: 49px; width: 311px;"> <p>2.8-12mm@F1.2, AF automatic focusing and motorized zoom lens</p> </td> </tr> <tr style="height: 49px;"> <td style="height: 49px; width: 180px;">Min. Illumination</td> <td style="height: 49px; width: 311px;">Colour:0.0005lux (F1.2，AGC ON) 0 lux with IR</td> </tr> <tr style="height: 49px;"> <td style="height: 49px; width: 180px;">WDR</td> <td style="height: 49px; width: 311px;">120dB</td> </tr> <tr style="height: 49px;"> <td style="height: 49px; width: 180px;">Day/Night</td> <td style="height: 49px; width: 311px;">IR-cut filter with auto switch (ICR)</td> </tr> <tr style="height: 49px;"> <td style="height: 49px; width: 180px;">Video Compression</td> <td style="height: 49px; width: 311px;">H.265,H.264,MJPEG</td> </tr> <tr style="height: 49px;"> <td style="height: 49px; width: 180px;">Frame Rate</td> <td style="height: 49px; width: 311px;">4MP(2560*1440),Max 30fps</td> </tr> </tbody> </table> | Smart Analytics, 12VDC, PoE, IR 50m, 2.8 - 12 mm Motorised lens, IP67,AI algorithm, face capture- 40 | 4460 | 5898 | 1429 | IN STOCK at EXTERNAL supplier. <br> If ordered before 10AM: <br>DELIVERED next business day (main centres) <br>or 3-5 business days (regional areas or large items)<br> COLLECTION from Geewiz available Same Day (approx 4:30pm) | Miro | 1 | https://miro.co.za/img/p/2/3/4/6/2346.jpg | https://miro.co.za/index.php?controller=attachment&id_attachment=3251 | UN-IPC264SA-DZK Data Sheet
3 | Uniview | UN-IPC3234SA-DZK | UNV - Ultra H.265 - 4 MP Facial Recognition Vari Focal-Light Hunter Dome Camera | <p><strong>FEATURES</strong></p> <ul> <li>1/1.8&rsquo;&rsquo;, Powered by lighthunter</li> <li>SmartIR, up to 40m (131 ft) IR distance</li> <li>Up to 120 dB Optical WDR (Wide Dynamic Range)</li> <li>ONVIF Conformance</li> </ul> <p><strong>PRODUCT SPECIFICATIONS</strong></p> <table style="width: 520px;"> <tbody> <tr style="height: 45px;"> <td style="height: 45px; width: 186.167px;">Brand</td> <td style="height: 45px; width: 304.833px;"> <p class="h1 page-title">Uniview</p> </td> </tr> <tr style="height: 42px;"> <td style="height: 42px; width: 186.167px;">Item model number</td> <td style="height: 42px; width: 304.833px;"> <p>UN-IPC3234SA-DZK</p> </td> </tr> <tr style="height: 49px;"> <td style="height: 49px; width: 186.167px;">Product Type</td> <td style="height: 49px; width: 304.833px;"> <p>Camera</p> </td> </tr> <tr style="height: 49px;"> <td style="height: 49px; width: 186.167px;">Sensor</td> <td style="height: 49px; width: 304.833px;"> <p>1/1.8", 4.0 megapixel, progressive scan, CMOS</p> </td> </tr> <tr style="height: 49px;"> <td style="height: 49px; width: 186.167px;">Lens</td> <td style="height: 49px; width: 304.833px;"> <p>2.8-12mm@F1.2, AF automatic focusing and motorized zoom lens</p> </td> </tr> <tr style="height: 49px;"> <td style="height: 49px; width: 186.167px;">Min. Illumination</td> <td style="height: 49px; width: 304.833px;">Colour:0.0005lux (F1.2，AGC ON) 0 lux with IR</td> </tr> <tr style="height: 49px;"> <td style="height: 49px; width: 186.167px;">WDR</td> <td style="height: 49px; width: 304.833px;">120dB</td> </tr> <tr style="height: 49px;"> <td style="height: 49px; width: 186.167px;">Day/Night</td> <td style="height: 49px; width: 304.833px;">IR-cut filter with auto switch (ICR)</td> </tr> <tr style="height: 49px;"> <td style="height: 49px; width: 186.167px;">Video Compression</td> <td style="height: 49px; width: 304.833px;">H.265, H.264, MJPEG</td> </tr> <tr style="height: 49px;"> <td style="height: 49px; width: 186.167px;">Frame Rate</td> <td style="height: 49px; width: 304.833px;">4MP(2560*1440),Max 30fps</td> </tr> </tbody> </table> | Smart Analytics, 12V DC, PoE, IR 40m, 2.8- 12mm Motorised lens, IP67, IK10, face Capture- 40 | 4460 | 5898 | 1428 | IN STOCK at EXTERNAL supplier. <br> If ordered before 10AM: <br>DELIVERED next business day (main centres) <br>or 3-5 business days (regional areas or large items)<br> COLLECTION from Geewiz available Same Day (approx 4:30pm) | Miro | 1 | https://miro.co.za/img/p/2/3/9/3/2393.jpg | https://miro.co.za/index.php?controller=attachment&id_attachment=3266 | UN-IPC3234SA-DZK Data Sheet
3 | NUUO | NU-NC2080 | NUUO Champ 8Channel NVR - POS - | <p><strong>FEATURES</strong></p> <p>NVR Champ is the solution to quick, simple standalone NVR experience. With auto network configuration and detection, NVR Champ is simple to use and supports over 2000 cameras from over 120 makers.</p> <p><strong>PRODUCT SPECIFICATIONS</strong></p> <table style="width: 520px;"> <tbody> <tr style="height: 45px;"> <td style="height: 45px; width: 186.167px;">Brand</td> <td style="height: 45px; width: 304.833px;"> <p class="h1 page-title">NUUO</p> </td> </tr> <tr style="height: 42px;"> <td style="height: 42px; width: 186.167px;">Item model number</td> <td style="height: 42px; width: 304.833px;"> <p>NU-NC2080</p> </td> </tr> <tr style="height: 49px;"> <td style="height: 49px; width: 186.167px;">Product Type</td> <td style="height: 49px; width: 304.833px;"> <p>Champ 8Channel</p> </td> </tr> <tr style="height: 49px;"> <td style="height: 49px; width: 186.167px;">Channel</td> <td style="height: 49px; width: 304.833px;"> <p>8</p> </td> </tr> <tr style="height: 49px;"> <td style="height: 49px; width: 186.167px;">Video Output</td> <td style="height: 49px; width: 304.833px;">HDMI, VGA</td> </tr> <tr style="height: 49px;"> <td style="height: 49px; width: 186.167px;">Output Resolution</td> <td style="height: 49px; width: 304.833px;">1920x1080, 1280x1024, 1280x720, 1024x768</td> </tr> <tr style="height: 49px;"> <td style="height: 49px; width: 186.167px;">Recording Performance</td> <td style="height: 49px; width: 304.833px;">80Mbps</td> </tr> <tr style="height: 49px;"> <td style="height: 49px; width: 186.167px;">External Storage</td> <td style="height: 49px; width: 304.833px;">1 x eSATA</td> </tr> <tr style="height: 49px;"> <td style="height: 49px; width: 186.167px;">Max Storage Per Drive</td> <td style="height: 49px; width: 304.833px;">4TB</td> </tr> <tr style="height: 49px;"> <td style="height: 49px; width: 186.167px;">RAM</td> <td style="height: 49px; width: 304.833px;">DDR3 1GB</td> </tr> <tr style="height: 49px;"> <td style="height: 49px; width: 186.167px;">Power Consumption</td> <td style="height: 49px; width: 304.833px;">Full loading: 25W ; Peak: 60W</td> </tr> <tr style="height: 49px;"> <td style="height: 49px; width: 186.167px;">Voltage</td> <td style="height: 49px; width: 304.833px;">DC 12V 5A</td> </tr> </tbody> </table> | 2Bay, 120fps @ 1080p, H.264, 80Mbps, x2 Sata II drives, 1GB Ram, NO HDD, (Max licenses 8) | 2852 | 3772 | 1426 | IN STOCK at EXTERNAL supplier. <br> If ordered before 10AM: <br>DELIVERED next business day (main centres) <br>or 3-5 business days (regional areas or large items)<br> COLLECTION from Geewiz available Same Day (approx 4:30pm) | Miro | 1 | https://miro.co.za/img/p/2/8/9/8/2898.jpg | https://miro.co.za/index.php?controller=attachment&id_attachment=2098 | NU-NC2080 Data Sheet
3 | Uniview | UN-VID-DOOR | UNV- 2MP Wi-Fi Video Doorbell | <p><strong>FEATURES</strong></p> <p>Two-way audio, IP65, 2 removable faceplates, Micro SD 128GB, Connect ot existing NVR, Motion alerts</p> <p><strong>PRODUCT SPECIFICATIONS</strong></p> <table style="width: 520px;"> <tbody> <tr style="height: 45px;"> <td style="height: 45px; width: 186.167px;">Brand</td> <td style="height: 45px; width: 304.833px;"> <p class="h1 page-title">Uniview</p> </td> </tr> <tr style="height: 42px;"> <td style="height: 42px; width: 186.167px;">Item model number</td> <td style="height: 42px; width: 304.833px;"> <p>UN-VID-DOOR</p> </td> </tr> <tr style="height: 49px;"> <td style="height: 49px; width: 186.167px;">Product Type</td> <td style="height: 49px; width: 304.833px;"> <p>Doorbell</p> </td> </tr> <tr style="height: 49px;"> <td style="height: 49px; width: 186.167px;">Dimensions (L &times; W &times; H)</td> <td style="height: 49px; width: 304.833px;"> <p>46.8 &times; 23.5 &times; 123.2mm (1.8&rdquo; &times; 0.9&rdquo; &times; 4.9&rdquo;)</p> </td> </tr> <tr style="height: 49px;"> <td style="height: 49px; width: 186.167px;">Working Temperature</td> <td style="height: 49px; width: 304.833px;">-30&deg;C ~ 50&deg;C (-22&deg;F ~ 122&deg;F)</td> </tr> <tr style="height: 49px;"> <td style="height: 49px; width: 186.167px;">Power</td> <td style="height: 49px; width: 304.833px;">16~24V AC and DC 12V</td> </tr> <tr style="height: 49px;"> <td style="height: 49px; width: 186.167px;">Connectivity</td> <td style="height: 49px; width: 304.833px;">802.11 b/g/n Wi-Fi @2.4GHz</td> </tr> <tr style="height: 49px;"> <td style="height: 49px; width: 186.167px;">Camera</td> <td style="height: 49px; width: 304.833px;">1080P HD, with horizontal 160&deg; Field of View</td> </tr> <tr style="height: 49px;"> <td style="height: 49px; width: 186.167px;">Audio</td> <td style="height: 49px; width: 304.833px;">Two-way Audio</td> </tr> </tbody> </table> | Two-way audio, IP65, 2 removable faceplates, Micro SD 128GB, Connect ot existing NVR, Motion alerts | 1462 | 1933 | 1425 | IN STOCK at EXTERNAL supplier. <br> If ordered before 10AM: <br>DELIVERED next business day (main centres) <br>or 3-5 business days (regional areas or large items)<br> COLLECTION from Geewiz available Same Day (approx 4:30pm) | Miro | 1 | https://miro.co.za/img/p/2/8/9/7/2897.jpg | https://miro.co.za/index.php?controller=attachment&id_attachment=3362 | UN-VID-DOOR Data Sheet
3 | Uniview | UN-DC5506 | UNV - 6 Channel High Definition Video Decoder (H.265 &amp; 4) | <p><strong>FEATURES</strong></p> <ul> <li>Provide 4/6/9 HDMI output interfaces</li> <li>Provide 2 HDMI input interface</li> <li>Up to 3840x2160@30Hz via HDMI output interfaces</li> <li>Up to 3840x2160@30Hz via HDMI input interfaces</li> <li>Up to decoding at 8MP resolution</li> </ul> <p><strong>PRODUCT SPECIFICATIONS</strong></p> <table style="width: 520px;"> <tbody> <tr style="height: 45px;"> <td style="height: 45px; width: 186.167px;">Brand</td> <td style="height: 45px; width: 304.833px;"> <p class="h1 page-title">Uniview</p> </td> </tr> <tr style="height: 42px;"> <td style="height: 42px; width: 186.167px;">Item model number</td> <td style="height: 42px; width: 304.833px;"> <p>UN-DC5506</p> </td> </tr> <tr style="height: 49px;"> <td style="height: 49px; width: 186.167px;">Product Type</td> <td style="height: 49px; width: 304.833px;"> <p>Video Decoder</p> </td> </tr> <tr style="height: 49px;"> <td style="height: 49px; width: 186.167px;">Output channel</td> <td style="height: 49px; width: 304.833px;"> <p>6</p> </td> </tr> <tr style="height: 49px;"> <td style="height: 49px; width: 186.167px;">Input channel</td> <td style="height: 49px; width: 304.833px;">2*HDMI</td> </tr> <tr style="height: 49px;"> <td style="height: 49px; width: 186.167px;">Video Stream Format</td> <td style="height: 49px; width: 304.833px;">H.265, H.264, MPEG4</td> </tr> <tr style="height: 49px;"> <td style="height: 49px; width: 186.167px;">Decoding Capability</td> <td style="height: 49px; width: 304.833px;">6x8MP@30, 24x1080P@30, 54x720P@30, 96xD1</td> </tr> <tr style="height: 49px;"> <td style="height: 49px; width: 186.167px;">USB Interface</td> <td style="height: 49px; width: 304.833px;">1*USB3.0</td> </tr> <tr style="height: 49px;"> <td style="height: 49px; width: 186.167px;">Network Interface</td> <td style="height: 49px; width: 304.833px;">1*RJ-45 , 10M/100M/1000M adaptive Ethernet Interfaces</td> </tr> <tr style="height: 51px;"> <td style="height: 51px; width: 186.167px;">Power Supply</td> <td style="height: 51px; width: 304.833px;">100V ~ 240V AC</td> </tr> <tr style="height: 49px;"> <td style="height: 49px; width: 186.167px;">Consumption</td> <td style="height: 49px; width: 304.833px;">24W</td> </tr> </tbody> </table> | Video Input, Video output, Video Decoding, 100-240 VAC | 18577 | 24568 | 1426 | IN STOCK at EXTERNAL supplier. <br> If ordered before 10AM: <br>DELIVERED next business day (main centres) <br>or 3-5 business days (regional areas or large items)<br> COLLECTION from Geewiz available Same Day (approx 4:30pm) | Miro | 1 | https://miro.co.za/img/p/2/8/9/6/2896.jpg | https://miro.co.za/index.php?controller=attachment&id_attachment=3209 | UN-DC5506 Data Sheet
3 | Uniview | UN-FB-HDMI4-C-NB | UNV - Supports 4 channels for HDMI, decoding card for UN-NVR516-128,4K | <p><strong>FEATURES</strong></p> <ul> <li>Support 4-ch HDMI</li> <li>HDMI at up to 4K(3840x2160) resolution</li> <li>Support H.265/H.264 video formats</li> <li>Up to 8 Megapixels resolution recording</li> </ul> <p><strong>PRODUCT SPECIFICATIONS</strong></p> <table style="width: 520px;"> <tbody> <tr style="height: 45px;"> <td style="height: 45px; width: 186.167px;">Brand</td> <td style="height: 45px; width: 304.833px;"> <p class="h1 page-title">Uniview</p> </td> </tr> <tr style="height: 42px;"> <td style="height: 42px; width: 186.167px;">Item model number</td> <td style="height: 42px; width: 304.833px;"> <p>UN-FB-HDMI4-C-NB</p> </td> </tr> <tr style="height: 49px;"> <td style="height: 49px; width: 186.167px;">Product Type</td> <td style="height: 49px; width: 304.833px;"> <p>decoding card</p> </td> </tr> <tr style="height: 49px;"> <td style="height: 49px; width: 186.167px;">HDMI Port</td> <td style="height: 49px; width: 304.833px;"> <p>Support 4-ch HDMI</p> </td> </tr> <tr style="height: 49px;"> <td style="height: 49px; width: 186.167px;">Capability</td> <td style="height: 49px; width: 304.833px;">8*4K@30, 16*4MP@30, 32*1080P@30, 64*720P</td> </tr> <tr style="height: 49px;"> <td style="height: 49px; width: 186.167px;">Multi-window</td> <td style="height: 49px; width: 304.833px;">1/3/4/5/6/7/8/9/16</td> </tr> <tr style="height: 49px;"> <td style="height: 49px; width: 186.167px;">Working Humidity</td> <td style="height: 49px; width: 304.833px;">10% ~ 90%</td> </tr> <tr style="height: 49px;"> <td style="height: 49px; width: 186.167px;">Weight</td> <td style="height: 49px; width: 304.833px;">&lt;1 Kg (2.2 lb)</td> </tr> </tbody> </table> | Adds 4 Display Ports for Video Wall | 11617 | 15363 | 1426 | IN STOCK at EXTERNAL supplier. <br> If ordered before 10AM: <br>DELIVERED next business day (main centres) <br>or 3-5 business days (regional areas or large items)<br> COLLECTION from Geewiz available Same Day (approx 4:30pm) | Miro | 1 | https://miro.co.za/img/p/2/2/2/8/2228.jpg | https://miro.co.za/index.php?controller=attachment&id_attachment=3210 | UN-FB-HDMI4-C-NB Data Sheet
3 | Uniview | UN-NI-VX1824 | UNV - VX1800 Series Unified Network Storage | <p><strong>FEATURES</strong></p> <p>VX1800 series storage, with high performance, high reliability, high density, high scalability and high usability, is a new-generation unified network storage developed especially for video surveillance. Integrating a range of features such as iSCSI storage, RAID processing, permanent data protection and cutting-edge disk management technology, this device offers concurrent block access performance (iSCSI) ,and thus to be a comprehensive solution to storage in video surveillance.</p> <p><strong>PRODUCT SPECIFICATIONS</strong></p> <table style="width: 520px;"> <tbody> <tr style="height: 45px;"> <td style="height: 45px; width: 186.167px;">Brand</td> <td style="height: 45px; width: 304.833px;"> <p class="h1 page-title">Uniview</p> </td> </tr> <tr style="height: 42px;"> <td style="height: 42px; width: 186.167px;">Item model number</td> <td style="height: 42px; width: 304.833px;"> <p>UN-NI-VX1824</p> </td> </tr> <tr style="height: 49px;"> <td style="height: 49px; width: 186.167px;">Product Type</td> <td style="height: 49px; width: 304.833px;"> <p>Network Storage</p> </td> </tr> <tr style="height: 49px;"> <td style="height: 49px; width: 186.167px;">Controller</td> <td style="height: 49px; width: 304.833px;"> <p>1</p> </td> </tr> <tr style="height: 49px;"> <td style="height: 49px; width: 186.167px;">Recording Performance</td> <td style="height: 49px; width: 304.833px;">Max 512ch/1024Mbps</td> </tr> <tr style="height: 49px;"> <td style="height: 49px; width: 186.167px;">Storage controller</td> <td style="height: 49px; width: 304.833px;">Intel 64-bit multi-core processor</td> </tr> <tr style="height: 49px;"> <td style="height: 49px; width: 186.167px;">Memory</td> <td style="height: 49px; width: 304.833px;">8 GB, up to 32 GB</td> </tr> <tr style="height: 49px;"> <td style="height: 49px; width: 186.167px;">Host Connection</td> <td style="height: 49px; width: 304.833px;">Up to 1024</td> </tr> <tr style="height: 49px;"> <td style="height: 49px; width: 186.167px;">Disk Capacity</td> <td style="height: 49px; width: 304.833px;">1 TB, 2 TB, 3 TB, 4 TB , 5 TB, 6 TB, 8 TB</td> </tr> <tr style="height: 49px;"> <td style="height: 49px; width: 186.167px;">Maximum Number of Logic Resources 1</td> <td style="height: 49px; width: 304.833px;">1024</td> </tr> <tr style="height: 49px;"> <td style="height: 49px; width: 186.167px;">Power Supply</td> <td style="height: 49px; width: 304.833px;">100 V &ndash; 127 V/ 200 V &ndash; 240 V AC, 60 Hz/50 Hz</td> </tr> <tr style="height: 49px;"> <td style="height: 49px; width: 186.167px;">Battery</td> <td style="height: 49px; width: 304.833px;">at least 1</td> </tr> </tbody> </table> | Intelligent RAID Engine, Data Protection, Three Dimensional Linear Expansion | 219209 | 289904 | 1426 | IN STOCK at EXTERNAL supplier. <br> If ordered before 10AM: <br>DELIVERED next business day (main centres) <br>or 3-5 business days (regional areas or large items)<br> COLLECTION from Geewiz available Same Day (approx 4:30pm) | Miro | 1 | https://miro.co.za/img/p/2/5/0/0/2500.jpg | https://miro.co.za/index.php?controller=attachment&id_attachment=3302 | UN-NI-VX1824 Data Sheet
3 | Uniview | UN-FB-HDMI6-C-NB | UNV - Supports 6 channels forHDMI, decoding card for UN-NVR516-128, H.265 &amp; 4K | <p><strong>FEATURES</strong></p> <ul> <li>Support 6-ch HDMI</li> <li>HDMI at up to 4K(3840x2160) resolution</li> <li>Support H.265/H.264 video formats</li> <li>Up to 8 Megapixels resolution recording</li> </ul> <p><strong>PRODUCT SPECIFICATIONS</strong></p> <table style="width: 520px;"> <tbody> <tr style="height: 45px;"> <td style="height: 45px; width: 186.167px;">Brand</td> <td style="height: 45px; width: 304.833px;"> <p class="h1 page-title">Uniview</p> </td> </tr> <tr style="height: 42px;"> <td style="height: 42px; width: 186.167px;">Item model number</td> <td style="height: 42px; width: 304.833px;"> <p>UN-FB-HDMI6-C-NB</p> </td> </tr> <tr style="height: 49px;"> <td style="height: 49px; width: 186.167px;">Product Type</td> <td style="height: 49px; width: 304.833px;"> <p>decoding card</p> </td> </tr> <tr style="height: 49px;"> <td style="height: 49px; width: 186.167px;">Capability</td> <td style="height: 49px; width: 304.833px;"> <p>12*4K@30, 24*4MP@30, 48*1080P@30, 96*720P</p> </td> </tr> <tr style="height: 49px;"> <td style="height: 49px; width: 186.167px;">Multi-window</td> <td style="height: 49px; width: 304.833px;">1/3/4/5/6/7/8/9/16</td> </tr> <tr style="height: 49px;"> <td style="height: 49px; width: 186.167px;">Working Humidity</td> <td style="height: 49px; width: 304.833px;">10% ~ 90%</td> </tr> </tbody> </table> | Adds 6 Display Ports for Video Wall | 16946 | 22411 | 1426 | IN STOCK at EXTERNAL supplier. <br> If ordered before 10AM: <br>DELIVERED next business day (main centres) <br>or 3-5 business days (regional areas or large items)<br> COLLECTION from Geewiz available Same Day (approx 4:30pm) | Miro | 1 | https://miro.co.za/img/p/2/2/3/1/2231.jpg | https://miro.co.za/index.php?controller=attachment&id_attachment=3211 | UN-FB-HDMI6-C-NB Data Sheet
3 | Uniview | UN-NVR201-08LP | UNV - NVR 8 channel 1 Bay (8 Port PoE) | <p><strong>FEATURES</strong></p> <ul> <li>8-channel input</li> <li>Third-party IP cameras supported with ONVIF conformance</li> <li>HDMI and VGA output up to 1080P</li> <li>Up to 4 Megapixels resolution recording</li> <li>Accurate retrieval, instant playback</li> </ul> <p><strong>PRODUCT SPECIFICATIONS</strong></p> <table style="width: 520px;"> <tbody> <tr style="height: 45px;"> <td style="height: 45px; width: 186.167px;">Brand</td> <td style="height: 45px; width: 304.833px;"> <p class="h1 page-title">Uniview</p> </td> </tr> <tr style="height: 42px;"> <td style="height: 42px; width: 186.167px;">Item model number</td> <td style="height: 42px; width: 304.833px;"> <p>UN-NVR201-08LP</p> </td> </tr> <tr style="height: 49px;"> <td style="height: 49px; width: 186.167px;">Product Type</td> <td style="height: 49px; width: 304.833px;"> <p>8 channel 1 Bay</p> </td> </tr> <tr style="height: 49px;"> <td style="height: 49px; width: 186.167px;">IP Video Input</td> <td style="height: 49px; width: 304.833px;"> <p>8-ch</p> </td> </tr> <tr style="height: 49px;"> <td style="height: 49px; width: 186.167px;">Two-way audio Input</td> <td style="height: 49px; width: 304.833px;">1-ch, RCA</td> </tr> <tr style="height: 49px;"> <td style="height: 49px; width: 186.167px;">Incoming bandwidth</td> <td style="height: 49px; width: 304.833px;">80Mbps</td> </tr> <tr style="height: 49px;"> <td style="height: 49px; width: 186.167px;">Outgoing bandwidth</td> <td style="height: 49px; width: 304.833px;">64Mbps</td> </tr> <tr style="height: 49px;"> <td style="height: 49px; width: 186.167px;">Remote connection</td> <td style="height: 49px; width: 304.833px;">128</td> </tr> <tr style="height: 49px;"> <td style="height: 49px; width: 186.167px;">Recording Resolution</td> <td style="height: 49px; width: 304.833px;">4MP/3MP/1080p/960p/720p/D1/2CIF/CIF</td> </tr> <tr style="height: 49px;"> <td style="height: 49px; width: 186.167px;">Compression</td> <td style="height: 49px; width: 304.833px;">H.264</td> </tr> <tr style="height: 49px;"> <td style="height: 49px; width: 186.167px;">Capacity</td> <td style="height: 49px; width: 304.833px;">up to 6TB for each disk</td> </tr> <tr style="height: 49px;"> <td style="height: 49px; width: 186.167px;">Power Supply</td> <td style="height: 49px; width: 304.833px;">52V DC</td> </tr> </tbody> </table> | NVR - 80Mbps Incoming Bandwidth | 1431 | 1892 | 1426 | IN STOCK at EXTERNAL supplier. <br> If ordered before 10AM: <br>DELIVERED next business day (main centres) <br>or 3-5 business days (regional areas or large items)<br> COLLECTION from Geewiz available Same Day (approx 4:30pm) | Miro | 1 | https://miro.co.za/img/p/2/8/9/5/2895.jpg | https://miro.co.za/index.php?controller=attachment&id_attachment=3310 | UN-NVR201-08LP Data Sheet
3 | Uniview | UN-NVR202-16E | UNV - 16 channel NVR 2 Bay | <p><strong>FEATURES</strong></p> <ul> <li>8/16/32-channel input</li> <li>Third-party IP cameras supported with ONVIF conformance</li> <li>HDMI and VGA output up to 1080P</li> <li>Up to 4 Megapixels resolution recording</li> <li>Accurate retrieval, instant playback</li> </ul> <p><strong>PRODUCT SPECIFICATIONS</strong></p> <table style="width: 520px;"> <tbody> <tr style="height: 45px;"> <td style="height: 45px; width: 186.167px;">Brand</td> <td style="height: 45px; width: 304.833px;"> <p class="h1 page-title">Uniview</p> </td> </tr> <tr style="height: 42px;"> <td style="height: 42px; width: 186.167px;">Item model number</td> <td style="height: 42px; width: 304.833px;"> <p>UN-NVR202-16E</p> </td> </tr> <tr style="height: 49px;"> <td style="height: 49px; width: 186.167px;">Product Type</td> <td style="height: 49px; width: 304.833px;"> <p>16 channel NVR 2 Bay</p> </td> </tr> <tr style="height: 49px;"> <td style="height: 49px; width: 186.167px;">IP Video Input</td> <td style="height: 49px; width: 304.833px;"> <p>16-ch</p> </td> </tr> <tr style="height: 49px;"> <td style="height: 49px; width: 186.167px;">Two-way audio Input</td> <td style="height: 49px; width: 304.833px;">1-ch, RCA</td> </tr> <tr style="height: 49px;"> <td style="height: 49px; width: 186.167px;">Incoming bandwidth</td> <td style="height: 49px; width: 304.833px;">160Mbps</td> </tr> <tr style="height: 49px;"> <td style="height: 49px; width: 186.167px;">Outgoing bandwidth</td> <td style="height: 49px; width: 304.833px;">96Mbps</td> </tr> <tr style="height: 49px;"> <td style="height: 49px; width: 186.167px;">Remote connection</td> <td style="height: 49px; width: 304.833px;">128</td> </tr> <tr style="height: 49px;"> <td style="height: 49px; width: 186.167px;">Recording Resolution</td> <td style="height: 49px; width: 304.833px;">4MP/3MP/1080p/960p/720p/D1/2CIF/CIF</td> </tr> <tr style="height: 49px;"> <td style="height: 49px; width: 186.167px;">Compression</td> <td style="height: 49px; width: 304.833px;">H.264</td> </tr> <tr style="height: 49px;"> <td style="height: 49px; width: 186.167px;">Capacity</td> <td style="height: 49px; width: 304.833px;">up to 6TB for each disk</td> </tr> <tr style="height: 49px;"> <td style="height: 49px; width: 186.167px;">Power Supply</td> <td style="height: 49px; width: 304.833px;">12V DC</td> </tr> </tbody> </table> | NVR - 160Mbps Incoming Bandwidth | 1196 | 1582 | 1426 | IN STOCK at EXTERNAL supplier. <br> If ordered before 10AM: <br>DELIVERED next business day (main centres) <br>or 3-5 business days (regional areas or large items)<br> COLLECTION from Geewiz available Same Day (approx 4:30pm) | Miro | 1 | https://miro.co.za/img/p/2/5/2/4/2524.jpg | https://miro.co.za/index.php?controller=attachment&id_attachment=3311 | UN-NVR202-16E Data Sheet
3 | Uniview | UN-NVR301-04E | UNV - Ultra H.265 - 4 Channel NVR with 1 SATA interface (Smart Analytics) | <p><strong>FEATURES</strong></p> <ul> <li>4/8/16-channel input</li> <li>Third-party IP cameras supported with ONVIF conformance</li> <li>Support 1-ch HDMI, 1-ch VGA, HDMI at up to 4K(3840x2160) resolution</li> <li>Up to 8 Megapixels resolution recording</li> <li>Support H.265/H.264 video formats</li> </ul> <p><strong>PRODUCT SPECIFICATIONS</strong></p> <table style="width: 520px;"> <tbody> <tr style="height: 45px;"> <td style="height: 45px; width: 186.167px;">Brand</td> <td style="height: 45px; width: 304.833px;"> <p class="h1 page-title">Uniview</p> </td> </tr> <tr style="height: 42px;"> <td style="height: 42px; width: 186.167px;">Item model number</td> <td style="height: 42px; width: 304.833px;"> <p>UN-NVR301-04E</p> </td> </tr> <tr style="height: 49px;"> <td style="height: 49px; width: 186.167px;">Product Type</td> <td style="height: 49px; width: 304.833px;"> <p>4 Channel NVR with 1 SATA</p> </td> </tr> <tr style="height: 49px;"> <td style="height: 49px; width: 186.167px;">IP Video Input</td> <td style="height: 49px; width: 304.833px;"> <p>4-ch</p> </td> </tr> <tr style="height: 49px;"> <td style="height: 49px; width: 186.167px;">Two-way audio Input</td> <td style="height: 49px; width: 304.833px;">1-ch, RCA</td> </tr> <tr style="height: 49px;"> <td style="height: 49px; width: 186.167px;">Incoming bandwidth</td> <td style="height: 49px; width: 304.833px;">40Mbps</td> </tr> <tr style="height: 49px;"> <td style="height: 49px; width: 186.167px;">Outgoing bandwidth</td> <td style="height: 49px; width: 304.833px;">64Mbps</td> </tr> <tr style="height: 49px;"> <td style="height: 49px; width: 186.167px;">Remote connection</td> <td style="height: 49px; width: 304.833px;">128</td> </tr> <tr style="height: 49px;"> <td style="height: 49px; width: 186.167px;">Recording Resolution</td> <td style="height: 49px; width: 304.833px;">8MP/6MP/5MP/4MP/3MP/1080p/960p/720p/D1/2CIF/CIF</td> </tr> <tr style="height: 49px;"> <td style="height: 49px; width: 186.167px;">Compression</td> <td style="height: 49px; width: 304.833px;">H.265/H.264</td> </tr> <tr style="height: 49px;"> <td style="height: 49px; width: 186.167px;">Capacity</td> <td style="height: 49px; width: 304.833px;">up to 6TB for each disk</td> </tr> <tr style="height: 49px;"> <td style="height: 49px; width: 186.167px;">Power Supply</td> <td style="height: 49px; width: 304.833px;">12V DC</td> </tr> </tbody> </table> | NVR - 40Mbps Incoming bandwidth and 64 Mbps Outgoing bandwidth,1 ch HDMI (4K), 1 ch VGA, 12V DC, | 1303 | 1723 | 1426 | IN STOCK at EXTERNAL supplier. <br> If ordered before 10AM: <br>DELIVERED next business day (main centres) <br>or 3-5 business days (regional areas or large items)<br> COLLECTION from Geewiz available Same Day (approx 4:30pm) | Miro | 1 | https://miro.co.za/img/p/2/5/3/1/2531.jpg | https://miro.co.za/index.php?controller=attachment&id_attachment=3314 | UN-NVR301-04E Data Sheet
3 | Uniview | UN-NVR208-32 | UNV - NVR 32 channel 8 Bay | <p><strong>FEATURES</strong></p> <ul> <li>16/32-channel input</li> <li>Third-party IP cameras supported with ONVIF conformance</li> <li>HDMI and VGA output up to 1080P</li> <li>Up to 4 Megapixels resolution recording</li> <li>Accurate retrieval, instant playback</li> </ul> <p><strong>PRODUCT SPECIFICATIONS</strong></p> <table style="width: 520px;"> <tbody> <tr style="height: 45px;"> <td style="height: 45px; width: 184px;">Brand</td> <td style="height: 45px; width: 306px;"> <p class="h1 page-title">Uniview</p> </td> </tr> <tr style="height: 42px;"> <td style="height: 42px; width: 184px;">Item model number</td> <td style="height: 42px; width: 306px;"> <p>UN-NVR208-32</p> </td> </tr> <tr style="height: 49px;"> <td style="height: 49px; width: 184px;">Product Type</td> <td style="height: 49px; width: 306px;"> <p>32 channel 8 Bay</p> </td> </tr> <tr style="height: 49px;"> <td style="height: 49px; width: 184px;">IP Video Input</td> <td style="height: 49px; width: 306px;"> <p>32-ch</p> </td> </tr> <tr style="height: 49px;"> <td style="height: 49px; width: 184px;">Two-way audio Input</td> <td style="height: 49px; width: 306px;">1-ch, RCA</td> </tr> <tr style="height: 49px;"> <td style="height: 49px; width: 184px;">Incoming bandwidth</td> <td style="height: 49px; width: 306px;">200Mbps</td> </tr> <tr style="height: 49px;"> <td style="height: 49px; width: 184px;">Outgoing bandwidth</td> <td style="height: 49px; width: 306px;">96Mbps</td> </tr> <tr style="height: 49px;"> <td style="height: 49px; width: 184px;">Remote connection</td> <td style="height: 49px; width: 306px;">128</td> </tr> <tr style="height: 49px;"> <td style="height: 49px; width: 184px;">Recording Resolution</td> <td style="height: 49px; width: 306px;">4MP/3MP/1080p/960p/720p/D1/2CIF/CIF</td> </tr> <tr style="height: 49px;"> <td style="height: 49px; width: 184px;">Compression</td> <td style="height: 49px; width: 306px;">H.264</td> </tr> <tr style="height: 49px;"> <td style="height: 49px; width: 184px;">Capacity</td> <td style="height: 49px; width: 306px;">up to 6TB for each disk</td> </tr> <tr style="height: 49px;"> <td style="height: 49px; width: 184px;">Power Supply</td> <td style="height: 49px; width: 306px;">100 ~ 240 VAC</td> </tr> </tbody> </table> | NVR - 200Mbps Incoming Bandwidth, Rack mountable | 4164 | 5507 | 1426 | IN STOCK at EXTERNAL supplier. <br> If ordered before 10AM: <br>DELIVERED next business day (main centres) <br>or 3-5 business days (regional areas or large items)<br> COLLECTION from Geewiz available Same Day (approx 4:30pm) | Miro | 1 | https://miro.co.za/img/p/2/5/3/0/2530.jpg | https://miro.co.za/index.php?controller=attachment&id_attachment=3313 | UN-NVR208-32 Data Sheet
3 | Uniview | UN-NVR202-16EP | UNV - NVR 16 channel 2 Bay (8 port PoE) | <p><strong>FEATURES</strong></p> <ul> <li>8/16-channel input</li> <li>Third-party IP cameras supported with ONVIF conformance</li> <li>HDMI and VGA output up to 1080P</li> <li>Accurate retrieval, instant playback</li> <li>2 SATA HDDs up to 12 TB</li> </ul> <p><strong>PRODUCT SPECIFICATIONS</strong></p> <table style="width: 520px;"> <tbody> <tr style="height: 45px;"> <td style="height: 45px; width: 184px;">Brand</td> <td style="height: 45px; width: 306px;"> <p class="h1 page-title">Uniview</p> </td> </tr> <tr style="height: 42px;"> <td style="height: 42px; width: 184px;">Item model number</td> <td style="height: 42px; width: 306px;"> <p>UN-NVR202-16EP</p> </td> </tr> <tr style="height: 49px;"> <td style="height: 49px; width: 184px;">Product Type</td> <td style="height: 49px; width: 306px;"> <p>16 channel 2 Bay</p> </td> </tr> <tr style="height: 49px;"> <td style="height: 49px; width: 184px;">IP Video Input</td> <td style="height: 49px; width: 306px;"> <p>16-ch</p> </td> </tr> <tr style="height: 49px;"> <td style="height: 49px; width: 184px;">Two-way audio Input</td> <td style="height: 49px; width: 306px;">1-ch, RCA</td> </tr> <tr style="height: 49px;"> <td style="height: 49px; width: 184px;">Incoming bandwidth</td> <td style="height: 49px; width: 306px;">128Mbps</td> </tr> <tr style="height: 49px;"> <td style="height: 49px; width: 184px;">Outgoing bandwidth</td> <td style="height: 49px; width: 306px;">96Mbps</td> </tr> <tr style="height: 49px;"> <td style="height: 49px; width: 184px;">Remote connection</td> <td style="height: 49px; width: 306px;">16</td> </tr> <tr style="height: 49px;"> <td style="height: 49px; width: 184px;">Recording Resolution</td> <td style="height: 49px; width: 306px;">8MP@25、6MP@25、4MP@30、3MP@30、1080P@30、720P@30</td> </tr> <tr style="height: 49px;"> <td style="height: 49px; width: 184px;">Network Interface</td> <td style="height: 49px; width: 306px;">1 RJ-45 10M/100M/1000M adaptive Ethernet Interface</td> </tr> <tr style="height: 49px;"> <td style="height: 49px; width: 184px;">Capacity</td> <td style="height: 49px; width: 306px;">up to 6TB for each disk</td> </tr> <tr style="height: 49px;"> <td style="height: 49px; width: 184px;">Power Supply</td> <td style="height: 49px; width: 306px;">52 VDC, 1.8A</td> </tr> </tbody> </table> | NVR - 160Mbps Incoming Bandwidth | 2112 | 2793 | 1426 | IN STOCK at EXTERNAL supplier. <br> If ordered before 10AM: <br>DELIVERED next business day (main centres) <br>or 3-5 business days (regional areas or large items)<br> COLLECTION from Geewiz available Same Day (approx 4:30pm) | Miro | 1 | https://miro.co.za/img/p/2/5/2/7/2527.jpg | https://miro.co.za/index.php?controller=attachment&id_attachment=3312 | UN-NVR202-16EP Data Sheet
3 | Uniview | UN-NVR301-04S2 | UNV - Ultra H.265 - 4 Channel NVR with 1 SATA interface up 10 TB (No Analytics) | <p><strong>FEATURES</strong></p> <ul> <li>4/8-channel input</li> <li>Support Ultra 265/H.265/H.264 video formats</li> <li>Third-party IP cameras supported with ONVIF conformance: Profile S, Profile G, Profile T</li> <li>HDMI and VGA simultaneous output</li> <li>Up to 5MP resolution recording</li> </ul> <p><strong>PRODUCT SPECIFICATIONS</strong></p> <table style="width: 520px;"> <tbody> <tr style="height: 45px;"> <td style="height: 45px; width: 184px;">Brand</td> <td style="height: 45px; width: 306px;"> <p class="h1 page-title">Uniview</p> </td> </tr> <tr style="height: 42px;"> <td style="height: 42px; width: 184px;">Item model number</td> <td style="height: 42px; width: 306px;"> <p>UN-NVR301-04S2</p> </td> </tr> <tr style="height: 49px;"> <td style="height: 49px; width: 184px;">Product Type</td> <td style="height: 49px; width: 306px;"> <p>4 Channel NVR with 1 SATA</p> </td> </tr> <tr style="height: 49px;"> <td style="height: 49px; width: 184px;">IP Video Input</td> <td style="height: 49px; width: 306px;"> <p>4-ch</p> </td> </tr> <tr style="height: 49px;"> <td style="height: 49px; width: 184px;">Incoming bandwidth</td> <td style="height: 49px; width: 306px;">40Mbps</td> </tr> <tr style="height: 49px;"> <td style="height: 49px; width: 184px;">Outgoing bandwidth</td> <td style="height: 49px; width: 306px;">40Mbps</td> </tr> <tr style="height: 49px;"> <td style="height: 49px; width: 184px;">Remote Users</td> <td style="height: 49px; width: 306px;">128</td> </tr> <tr style="height: 49px;"> <td style="height: 49px; width: 184px;">Recording Resolution</td> <td style="height: 49px; width: 306px;">5MP/4MP/3MP/1080p/960p/720p/D1/2CIF/CIF</td> </tr> <tr style="height: 49px;"> <td style="height: 49px; width: 184px;">Decoding format</td> <td style="height: 49px; width: 306px;">Ultra 265/H.265/H.264</td> </tr> <tr style="height: 49px;"> <td style="height: 49px; width: 184px;">Capacity</td> <td style="height: 49px; width: 306px;">up to 10TB for each disk</td> </tr> <tr style="height: 49px;"> <td style="height: 49px; width: 184px;">Power Supply</td> <td style="height: 49px; width: 306px;">12V DC</td> </tr> </tbody> </table> | NVR - 40Mbps Incoming bandwidth, 12V DC, Support cloud upgrade, up to 5MP resolution, 1-HDMI, 1-VGA | 751 | 993 | 1426 | IN STOCK at EXTERNAL supplier. <br> If ordered before 10AM: <br>DELIVERED next business day (main centres) <br>or 3-5 business days (regional areas or large items)<br> COLLECTION from Geewiz available Same Day (approx 4:30pm) | Miro | 1 | https://miro.co.za/img/p/2/5/3/4/2534.jpg | https://miro.co.za/index.php?controller=attachment&id_attachment=3315 | UN-NVR301-04S2 Data Sheet
3 | Uniview | UN-NVR301-08L-P8 | UNV - H.265 - NVR 8 channel 1 Bay (8 Port PoE) | <p><strong>FEATURES</strong></p> <ul> <li>4/8/16-channel input</li> <li>Support Ultra 265/H.265/H.264 video formats</li> <li>Plug &amp; Play with 4/8 independent PoE network interfaces</li> <li>Third-party IP cameras supported with ONVIF conformance: Profile S, Profile G, Profile T</li> <li>HDMI and VGA simultaneous output</li> </ul> <p><strong>PRODUCT SPECIFICATIONS</strong></p> <table style="width: 520px;"> <tbody> <tr style="height: 45px;"> <td style="height: 45px; width: 175px;">Brand</td> <td style="height: 45px; width: 315px;"> <p class="h1 page-title">Uniview</p> </td> </tr> <tr style="height: 42px;"> <td style="height: 42px; width: 175px;">Item model number</td> <td style="height: 42px; width: 315px;"> <p>UN-NVR301-08L-P8</p> </td> </tr> <tr style="height: 49px;"> <td style="height: 49px; width: 175px;">Product Type</td> <td style="height: 49px; width: 315px;"> <p>8 channel 1 Bay</p> </td> </tr> <tr style="height: 49px;"> <td style="height: 49px; width: 175px;">IP Video Input</td> <td style="height: 49px; width: 315px;"> <p>8-ch</p> </td> </tr> <tr style="height: 49px;"> <td style="height: 49px; width: 175px;">Two-way Audio Input</td> <td style="height: 49px; width: 315px;"> <p>1-ch, RCA</p> </td> </tr> <tr style="height: 49px;"> <td style="height: 49px; width: 175px;">Incoming bandwidth</td> <td style="height: 49px; width: 315px;">60Mbps</td> </tr> <tr style="height: 49px;"> <td style="height: 49px; width: 175px;">Outgoing bandwidth</td> <td style="height: 49px; width: 315px;">64Mbps</td> </tr> <tr style="height: 49px;"> <td style="height: 49px; width: 175px;">Remote Users</td> <td style="height: 49px; width: 315px;">128</td> </tr> <tr style="height: 49px;"> <td style="height: 49px; width: 175px;">Recording Resolution</td> <td style="height: 49px; width: 315px;">8MP/6MP/5MP/4MP/3MP/1080p/960p/720p/D1/2CIF/CIF</td> </tr> <tr style="height: 49px;"> <td style="height: 49px; width: 175px;">Decoding format</td> <td style="height: 49px; width: 315px;">Ultra 265, H.265, H.264</td> </tr> <tr style="height: 49px;"> <td style="height: 49px; width: 175px;">Capacity</td> <td style="height: 49px; width: 315px;">up to 10TB for each disk</td> </tr> <tr style="height: 49px;"> <td style="height: 49px; width: 175px;">Network Interface</td> <td style="height: 49px; width: 315px;">1 RJ-45 10M/100M self-adaptive Ethernet Interface</td> </tr> </tbody> </table> | Smart Functions - 60Mbps Incoming Bandwidth, 4K Display out | 1821 | 2408 | 1426 | IN STOCK at EXTERNAL supplier. <br> If ordered before 10AM: <br>DELIVERED next business day (main centres) <br>or 3-5 business days (regional areas or large items)<br> COLLECTION from Geewiz available Same Day (approx 4:30pm) | Miro | 1 | https://miro.co.za/img/p/2/5/3/7/2537.jpg | https://miro.co.za/index.php?controller=attachment&id_attachment=3316 | UN-NVR301-08L-P8 Data Sheet
3 | Uniview | UN-NVR301-08LX-P8 | UNV - Ultra H.265 - 8 Channel NVR with 1 SATA HDD up to 10TB with 8 PoE Ports | <p><strong>FEATURES</strong></p> <ul> <li>Support Ultra 265/H.265/H.264 video formats</li> <li>8-channel input</li> <li>Third-party IP cameras supported with ONVIF conformance: Profile S, Profile G, Profile T</li> <li>Support 1-ch HDMI ,1-ch VGA,HDMI at up to 4K(3840x2160) resolution</li> <li>HDMI and VGA simultaneous output</li> </ul> <p><strong>PRODUCT SPECIFICATIONS</strong></p> <table style="width: 520px;"> <tbody> <tr style="height: 45px;"> <td style="height: 45px; width: 175px;">Brand</td> <td style="height: 45px; width: 315px;"> <p class="h1 page-title">Uniview</p> </td> </tr> <tr style="height: 42px;"> <td style="height: 42px; width: 175px;">Item model number</td> <td style="height: 42px; width: 315px;"> <p>UN-NVR301-08LX-P8</p> </td> </tr> <tr style="height: 49px;"> <td style="height: 49px; width: 175px;">Product Type</td> <td style="height: 49px; width: 315px;"> <p>8 Channel NVR with 1 SATA</p> </td> </tr> <tr style="height: 49px;"> <td style="height: 49px; width: 175px;">IP Video Input</td> <td style="height: 49px; width: 315px;"> <p>8-ch</p> </td> </tr> <tr style="height: 49px;"> <td style="height: 49px; width: 175px;">Two-way Audio Input</td> <td style="height: 49px; width: 315px;"> <p>1-ch, RCA</p> </td> </tr> <tr style="height: 49px;"> <td style="height: 49px; width: 175px;">Incoming bandwidth</td> <td style="height: 49px; width: 315px;">64Mbps</td> </tr> <tr style="height: 49px;"> <td style="height: 49px; width: 175px;">Outgoing bandwidth</td> <td style="height: 49px; width: 315px;">64Mbps</td> </tr> <tr style="height: 49px;"> <td style="height: 49px; width: 175px;">Remote Users</td> <td style="height: 49px; width: 315px;">128</td> </tr> <tr style="height: 49px;"> <td style="height: 49px; width: 175px;">Recording Resolution</td> <td style="height: 49px; width: 315px;">4K/5MP/4MP/3MP/1080p/960p/720p/D1/2CIF/CIF</td> </tr> <tr style="height: 49px;"> <td style="height: 49px; width: 175px;">Decoding format</td> <td style="height: 49px; width: 315px;">Ultra 265/H.265/H.264</td> </tr> <tr style="height: 49px;"> <td style="height: 49px; width: 175px;">Capacity</td> <td style="height: 49px; width: 315px;">up to 10TB for each disk</td> </tr> <tr style="height: 49px;"> <td style="height: 49px; width: 175px;">Power Supply</td> <td style="height: 49px; width: 315px;">52V DC</td> </tr> </tbody> </table> | NVR - 64 Mbps Incoming Bandwidth and 64Mbps outgoing bandwidth, 1-HDMI (4K) and 1VGA | 2039 | 2697 | 1426 | IN STOCK at EXTERNAL supplier. <br> If ordered before 10AM: <br>DELIVERED next business day (main centres) <br>or 3-5 business days (regional areas or large items)<br> COLLECTION from Geewiz available Same Day (approx 4:30pm) | Miro | 1 | https://miro.co.za/img/p/2/5/4/0/2540.jpg | https://miro.co.za/index.php?controller=attachment&id_attachment=3317 | UN-NVR301-08LX-P8 Data Sheet
3 | Uniview | UN-NVR301-16E | UNV - Ultra H.265 - 16 Channel NVR with 1 SATA HDD up to 6TB (No Analytics) | <p><strong>FEATURES</strong></p> <ul> <li>4/8/16-channel input</li> <li>Third-party IP cameras supported with ONVIF conformance</li> <li>Support 1-ch HDMI, 1-ch VGA, HDMI at up to 4K(3840x2160) resolution</li> <li>Up to 8 Megapixels resolution recording</li> <li>Support H.265/H.264 video formats</li> </ul> <p><strong>PRODUCT SPECIFICATIONS</strong></p> <table style="width: 520px;"> <tbody> <tr style="height: 45px;"> <td style="height: 45px; width: 175px;">Brand</td> <td style="height: 45px; width: 315px;"> <p class="h1 page-title">Uniview</p> </td> </tr> <tr style="height: 42px;"> <td style="height: 42px; width: 175px;">Item model number</td> <td style="height: 42px; width: 315px;"> <p>UN-NVR301-16E</p> </td> </tr> <tr style="height: 49px;"> <td style="height: 49px; width: 175px;">Product Type</td> <td style="height: 49px; width: 315px;"> <p>16 Channel NVR with 1 SATA</p> </td> </tr> <tr style="height: 49px;"> <td style="height: 49px; width: 175px;">IP Video Input</td> <td style="height: 49px; width: 315px;"> <p>16-ch</p> </td> </tr> <tr style="height: 49px;"> <td style="height: 49px; width: 175px;">Two-way Audio Input</td> <td style="height: 49px; width: 315px;"> <p>1-ch, RCA</p> </td> </tr> <tr style="height: 49px;"> <td style="height: 49px; width: 175px;">Incoming bandwidth</td> <td style="height: 49px; width: 315px;">80Mbps</td> </tr> <tr style="height: 49px;"> <td style="height: 49px; width: 175px;">Outgoing bandwidth</td> <td style="height: 49px; width: 315px;">80Mbps</td> </tr> <tr style="height: 49px;"> <td style="height: 49px; width: 175px;">Remote connection</td> <td style="height: 49px; width: 315px;">128</td> </tr> <tr style="height: 49px;"> <td style="height: 49px; width: 175px;">Recording Resolution</td> <td style="height: 49px; width: 315px;">8MP/6MP/5MP/4MP/3MP/1080p/960p/720p/D1/2CIF/CIF</td> </tr> <tr style="height: 49px;"> <td style="height: 49px; width: 175px;">Compression</td> <td style="height: 49px; width: 315px;">H.265/H.264</td> </tr> <tr style="height: 49px;"> <td style="height: 49px; width: 175px;">Network Interface</td> <td style="height: 49px; width: 315px;">1 RJ-45 10M/100M self-adaptive Ethernet Interface</td> </tr> <tr style="height: 49px;"> <td style="height: 49px; width: 175px;">Capacity</td> <td style="height: 49px; width: 315px;">up to 6TB for each disk</td> </tr> <tr style="height: 49px;"> <td style="height: 49px; width: 175px;">Power Supply</td> <td style="height: 49px; width: 315px;">12V DC</td> </tr> </tbody> </table> | NVR- 80 Mbps in and outgoing bandwidth, 1-HDMI (4K), 1- VGA, support up to 8MP resolution | 1568 | 2074 | 1426 | IN STOCK at EXTERNAL supplier. <br> If ordered before 10AM: <br>DELIVERED next business day (main centres) <br>or 3-5 business days (regional areas or large items)<br> COLLECTION from Geewiz available Same Day (approx 4:30pm) | Miro | 1 | https://miro.co.za/img/p/2/5/4/7/2547.jpg | https://miro.co.za/index.php?controller=attachment&id_attachment=3319 | UN-NVR301-16E Data Sheet
3 | Uniview | UN-NVR301-08S2 | UNV - Ultra H.265 - 8 Channel NVR with 1 SATA HDD up to 10TB (No Analytics) | <p><strong>FEATURES</strong></p> <ul> <li>Support Ultra 265/H.265/H.264 video formats</li> <li>4/8-channel input</li> <li>Third-party IP cameras supported with ONVIF conformance: Profile S, Profile G, Profile T</li> <li>Support 1-ch HDMI, 1-ch VGA</li> <li>HDMI and VGA simultaneous output</li> </ul> <p><strong>PRODUCT SPECIFICATIONS</strong></p> <table style="width: 520px;"> <tbody> <tr style="height: 45px;"> <td style="height: 45px; width: 171px;">Brand</td> <td style="height: 45px; width: 319px;"> <p class="h1 page-title">Uniview</p> </td> </tr> <tr style="height: 42px;"> <td style="height: 42px; width: 171px;">Item model number</td> <td style="height: 42px; width: 319px;"> <p>UN-NVR301-08S2</p> </td> </tr> <tr style="height: 49px;"> <td style="height: 49px; width: 171px;">Product Type</td> <td style="height: 49px; width: 319px;"> <p>8 Channel NVR with 1 SATA</p> </td> </tr> <tr style="height: 49px;"> <td style="height: 49px; width: 171px;">IP Video Input</td> <td style="height: 49px; width: 319px;"> <p>8-ch</p> </td> </tr> <tr style="height: 49px;"> <td style="height: 49px; width: 171px;">Incoming bandwidth</td> <td style="height: 49px; width: 319px;">50Mbps</td> </tr> <tr style="height: 49px;"> <td style="height: 49px; width: 171px;">Outgoing bandwidth</td> <td style="height: 49px; width: 319px;">40Mbps</td> </tr> <tr style="height: 49px;"> <td style="height: 49px; width: 171px;">Remote connection</td> <td style="height: 49px; width: 319px;">128</td> </tr> <tr style="height: 49px;"> <td style="height: 49px; width: 171px;">Recording Resolution</td> <td style="height: 49px; width: 319px;">5MP/4MP/3MP/1080p/960p/720p/D1/2CIF/CIF</td> </tr> <tr style="height: 49px;"> <td style="height: 49px; width: 171px;">Decoding format</td> <td style="height: 49px; width: 319px;">Ultra 265/H.265/H.264</td> </tr> <tr style="height: 49px;"> <td style="height: 49px; width: 171px;">Network Interface</td> <td style="height: 49px; width: 319px;">1 RJ45 10M/100M self-adaptive Ethernet Interface</td> </tr> <tr style="height: 49px;"> <td style="height: 49px; width: 171px;">Capacity</td> <td style="height: 49px; width: 319px;">up to 10TB for each disk</td> </tr> <tr style="height: 49px;"> <td style="height: 49px; width: 171px;">Power Supply</td> <td style="height: 49px; width: 319px;">12V DC</td> </tr> </tbody> </table> | NVR - 50Mbps Incoming bandwidth and 40Mbps Outgoing Bandwidth, 1-HDMI, 1-VGA, 12V DC | 768 | 1016 | 1426 | IN STOCK at EXTERNAL supplier. <br> If ordered before 10AM: <br>DELIVERED next business day (main centres) <br>or 3-5 business days (regional areas or large items)<br> COLLECTION from Geewiz available Same Day (approx 4:30pm) | Miro | 1 | https://miro.co.za/img/p/2/5/4/4/2544.jpg | https://miro.co.za/index.php?controller=attachment&id_attachment=3318 | UN-NVR301-08S2 Data Sheet
3 | Uniview | UN-NVR301-16L-P8 | UNV - H.265 - 16 Channel NVR with 1 SATA HDD up to 6TB with 8 PoE Ports (No Analytics) | <p><strong>FEATURES</strong></p> <ul> <li>4/8/16-channel input</li> <li>Plug &amp; Play with 4/8 independent PoE network interfaces</li> <li>Third-party IP cameras supported with ONVIF conformance</li> <li>Support 1-ch HDMI, 1-ch VGA, HDMI at up to 4K(3840x2160) resolution</li> <li>Up to 8 Megapixels resolution recording</li> </ul> <p><strong>PRODUCT SPECIFICATIONS</strong></p> <table style="width: 520px;"> <tbody> <tr style="height: 45px;"> <td style="height: 45px; width: 171px;">Brand</td> <td style="height: 45px; width: 319px;"> <p class="h1 page-title">Uniview</p> </td> </tr> <tr style="height: 42px;"> <td style="height: 42px; width: 171px;">Item model number</td> <td style="height: 42px; width: 319px;"> <p>UN-NVR301-16L-P8</p> </td> </tr> <tr style="height: 49px;"> <td style="height: 49px; width: 171px;">Product Type</td> <td style="height: 49px; width: 319px;"> <p>16 Channel NVR with 1 SATA</p> </td> </tr> <tr style="height: 49px;"> <td style="height: 49px; width: 171px;">IP Video Input</td> <td style="height: 49px; width: 319px;"> <p>16-ch</p> </td> </tr> <tr style="height: 49px;"> <td style="height: 49px; width: 171px;">Incoming bandwidth</td> <td style="height: 49px; width: 319px;">60Mbps</td> </tr> <tr style="height: 49px;"> <td style="height: 49px; width: 171px;">Outgoing bandwidth</td> <td style="height: 49px; width: 319px;">80Mbps</td> </tr> <tr style="height: 49px;"> <td style="height: 49px; width: 171px;">Remote connection</td> <td style="height: 49px; width: 319px;">128</td> </tr> <tr style="height: 49px;"> <td style="height: 49px; width: 171px;">Recording Resolution</td> <td style="height: 49px; width: 319px;">8MP/6MP/5MP/4MP/3MP/1080p/960p/720p/D1/2CIF/CIF</td> </tr> <tr style="height: 49px;"> <td style="height: 49px; width: 171px;">Compression</td> <td style="height: 49px; width: 319px;">H.265/H.264</td> </tr> <tr style="height: 49px;"> <td style="height: 49px; width: 171px;">Network Interface</td> <td style="height: 49px; width: 319px;">1 RJ-45 10M/100M self-adaptive Ethernet Interface</td> </tr> <tr style="height: 49px;"> <td style="height: 49px; width: 171px;">Capacity</td> <td style="height: 49px; width: 319px;">up to 6TB for each disk</td> </tr> <tr style="height: 49px;"> <td style="height: 49px; width: 171px;">Power Supply</td> <td style="height: 49px; width: 319px;">52V DC</td> </tr> </tbody> </table> | NVR - 60 Mbps Incomming Bandwidth and 80 Mbps outgoing bandwidth, up to 8MP recording resolutio, 4K | 1595 | 2109 | 1426 | IN STOCK at EXTERNAL supplier. <br> If ordered before 10AM: <br>DELIVERED next business day (main centres) <br>or 3-5 business days (regional areas or large items)<br> COLLECTION from Geewiz available Same Day (approx 4:30pm) | Miro | 1 | https://miro.co.za/img/p/2/5/5/0/2550.jpg | https://miro.co.za/index.php?controller=attachment&id_attachment=3320 | UN-NVR301-16L-P8 Data Sheet
3 | Uniview | UN-NVR302-08E-P8-B | UNV - Ultra H.265 - 8 Channel NVR with 2 SATA HDD up to 8TB with 8 PoE Ports (Smart Analytics) | <p><strong>FEATURES</strong></p> <ul> <li>Support Ultra 265/H.265/H.264 video formats</li> <li>8/16-channel input</li> <li>Third-party IP cameras supported with ONVIF conformance: Profile S, Profile G, Profile C, Profile Q, Profile A, Profile T</li> <li>Support 1-ch HDMI, 1-ch VGA, HDMI at up to 4K(3840x2160) resolution</li> <li>Up to 12 Megapixels resolution recording</li> </ul> <p><strong>PRODUCT SPECIFICATIONS</strong></p> <table style="width: 520px;"> <tbody> <tr style="height: 45px;"> <td style="height: 45px; width: 171px;">Brand</td> <td style="height: 45px; width: 319px;"> <p class="h1 page-title">Uniview</p> </td> </tr> <tr style="height: 42px;"> <td style="height: 42px; width: 171px;">Item model number</td> <td style="height: 42px; width: 319px;"> <p>UN-NVR302-08E-P8-B</p> </td> </tr> <tr style="height: 49px;"> <td style="height: 49px; width: 171px;">Product Type</td> <td style="height: 49px; width: 319px;"> <p>8 Channel NVR with 2 SATA</p> </td> </tr> <tr style="height: 49px;"> <td style="height: 49px; width: 171px;">IP Video Input</td> <td style="height: 49px; width: 319px;"> <p>8-ch</p> </td> </tr> <tr style="height: 49px;"> <td style="height: 49px; width: 171px;">Two-way Audio Input</td> <td style="height: 49px; width: 319px;"> <p>1-ch, RCA</p> </td> </tr> <tr style="height: 49px;"> <td style="height: 49px; width: 171px;">Incoming bandwidth</td> <td style="height: 49px; width: 319px;">80Mbps</td> </tr> <tr style="height: 49px;"> <td style="height: 49px; width: 171px;">Outgoing bandwidth</td> <td style="height: 49px; width: 319px;">160Mbps</td> </tr> <tr style="height: 49px;"> <td style="height: 49px; width: 171px;">Remote connection</td> <td style="height: 49px; width: 319px;">128</td> </tr> <tr style="height: 49px;"> <td style="height: 49px; width: 171px;">Recording Resolution</td> <td style="height: 49px; width: 319px;">12MP/8MP/6MP/5MP/4MP/3MP/1080p/960p/720p/D1/2CIF/CIF</td> </tr> <tr style="height: 49px;"> <td style="height: 49px; width: 171px;">Audio Output</td> <td style="height: 49px; width: 319px;">1-ch, RCA</td> </tr> <tr style="height: 49px;"> <td style="height: 49px; width: 171px;">Decoding format</td> <td style="height: 49px; width: 319px;">Ultra 265, H.265, H.264</td> </tr> <tr style="height: 49px;"> <td style="height: 49px; width: 171px;">Capacity</td> <td style="height: 49px; width: 319px;">up to 8TB for each disk</td> </tr> <tr style="height: 49px;"> <td style="height: 49px; width: 171px;">Network Interface</td> <td style="height: 49px; width: 319px;">1 RJ-45 10M/100M/1000M self-adaptive Ethernet Interface</td> </tr> </tbody> </table> | NVR - 160 Mbps incomming and 320 Outgoing bandwidth, 1 HDMI (4K), 1- VGA | 4357 | 5762 | 1426 | IN STOCK at EXTERNAL supplier. <br> If ordered before 10AM: <br>DELIVERED next business day (main centres) <br>or 3-5 business days (regional areas or large items)<br> COLLECTION from Geewiz available Same Day (approx 4:30pm) | Miro | 1 | https://miro.co.za/img/p/2/5/5/3/2553.jpg | https://miro.co.za/index.php?controller=attachment&id_attachment=3321 | UN-NVR302-08E-P8-B Data Sheet
3 | Uniview | UN-NVR302-08S-P8 | UNV - Ultra H.265 - 8 Channel NVR with 2 SATA HDD up to 8TB with 8 PoE Ports (Smart Analytics) | <p><strong>FEATURES</strong></p> <ul> <li>Support Ultra265/H.265/H.264 video formats</li> <li>8/16-channel input</li> <li>Plug &amp; Play with 8/16 independent PoE network interfaces</li> <li>Third-party IP cameras supported with ONVIF conformance: Profile S, Profile G, Profile C, Profile Q, Profile A, Profile T</li> <li>Support HDMI and VGA simultaneous output</li> </ul> <p><strong>PRODUCT SPECIFICATIONS</strong></p> <table style="width: 520px;"> <tbody> <tr style="height: 45px;"> <td style="height: 45px; width: 171px;">Brand</td> <td style="height: 45px; width: 319px;"> <p class="h1 page-title">Uniview</p> </td> </tr> <tr style="height: 42px;"> <td style="height: 42px; width: 171px;">Item model number</td> <td style="height: 42px; width: 319px;"> <p>UN-NVR302-08S-P8</p> </td> </tr> <tr style="height: 49px;"> <td style="height: 49px; width: 171px;">Product Type</td> <td style="height: 49px; width: 319px;"> <p>8 Channel NVR with 2 SATA</p> </td> </tr> <tr style="height: 49px;"> <td style="height: 49px; width: 171px;">IP Video Input</td> <td style="height: 49px; width: 319px;"> <p>8-ch</p> </td> </tr> <tr style="height: 49px;"> <td style="height: 49px; width: 171px;">Two-way Audio Input</td> <td style="height: 49px; width: 319px;"> <p>1-ch, RCA</p> </td> </tr> <tr style="height: 49px;"> <td style="height: 49px; width: 171px;">Incoming bandwidth</td> <td style="height: 49px; width: 319px;">64Mbps</td> </tr> <tr style="height: 49px;"> <td style="height: 49px; width: 171px;">Outgoing bandwidth</td> <td style="height: 49px; width: 319px;">96Mbps</td> </tr> <tr style="height: 49px;"> <td style="height: 49px; width: 171px;">Remote connection</td> <td style="height: 49px; width: 319px;">128</td> </tr> <tr style="height: 49px;"> <td style="height: 49px; width: 171px;">Recording Resolution</td> <td style="height: 49px; width: 319px;">8MP/6MP/5MP/4MP/3MP/1080p/960p/720p/D1/2CIF/CIF</td> </tr> <tr style="height: 49px;"> <td style="height: 49px; width: 171px;">Audio Output</td> <td style="height: 49px; width: 319px;">1-ch, RCA</td> </tr> <tr style="height: 49px;"> <td style="height: 49px; width: 171px;">Decoding format</td> <td style="height: 49px; width: 319px;">Ultra265/H.265/H.264</td> </tr> <tr style="height: 49px;"> <td style="height: 49px; width: 171px;">Capacity</td> <td style="height: 49px; width: 319px;">up to 8TB for each disk</td> </tr> <tr style="height: 49px;"> <td style="height: 49px; width: 171px;">Network Interface</td> <td style="height: 49px; width: 319px;">1 RJ-45 10M/100M/1000M self-adaptive Ethernet Interface</td> </tr> </tbody> </table> | NVR - 64Mbps incoming and 96Mbps Outgoing, Max-8MP resolution, people count, face &amp; behaviour search | 2692 | 3560 | 1426 | IN STOCK at EXTERNAL supplier. <br> If ordered before 10AM: <br>DELIVERED next business day (main centres) <br>or 3-5 business days (regional areas or large items)<br> COLLECTION from Geewiz available Same Day (approx 4:30pm) | Miro | 1 | https://miro.co.za/img/p/2/5/5/7/2557.jpg | https://miro.co.za/index.php?controller=attachment&id_attachment=3322 | UN-NVR302-08S-P8 Data Sheet
3 | Uniview | UN-NVR302-08U | UNV - Analog Video NVR input 8 channel, IP 16 up to channel | <p><strong>FEATURES</strong></p> <ul> <li>Support H.265/H.264 video formats</li> <li>Support TVI,AHD, CVI,CVBS, IP cameras with adaptive access</li> <li>8/16-channel BNC input</li> <li>Up to 8MP resolution for recording</li> <li>Support 1-ch HDMI output at up to 4K, 1-ch VGA output at up to 1920*1080</li> </ul> <p><strong>PRODUCT SPECIFICATIONS</strong></p> <table style="width: 520px;"> <tbody> <tr style="height: 45px;"> <td style="height: 45px; width: 171px;">Brand</td> <td style="height: 45px; width: 319px;"> <p class="h1 page-title">Uniview</p> </td> </tr> <tr style="height: 42px;"> <td style="height: 42px; width: 171px;">Item model number</td> <td style="height: 42px; width: 319px;"> <p>UN-NVR302-08U</p> </td> </tr> <tr style="height: 49px;"> <td style="height: 49px; width: 171px;">Product Type</td> <td style="height: 49px; width: 319px;"> <p>NVR input 8 channel</p> </td> </tr> <tr style="height: 49px;"> <td style="height: 49px; width: 171px;">IP Video Input</td> <td style="height: 49px; width: 319px;"> <p>8-ch(only IP up to 16ch)</p> </td> </tr> <tr style="height: 49px;"> <td style="height: 49px; width: 171px;">Two-way Audio&nbsp;</td> <td style="height: 49px; width: 319px;"> <p>1-ch,RCA</p> </td> </tr> <tr style="height: 49px;"> <td style="height: 49px; width: 171px;">Incoming bandwidth</td> <td style="height: 49px; width: 319px;">64Mbps</td> </tr> <tr style="height: 49px;"> <td style="height: 49px; width: 171px;">Outgoing bandwidth</td> <td style="height: 49px; width: 319px;">64 Mbps</td> </tr> <tr style="height: 49px;"> <td style="height: 49px; width: 171px;">Remote connection</td> <td style="height: 49px; width: 319px;">128</td> </tr> <tr style="height: 49px;"> <td style="height: 49px; width: 171px;">Recording Resolution</td> <td style="height: 49px; width: 319px;">8MP/5MP/4MP/3MP/1080P/960 P/720p/960H/4CIF/CIF</td> </tr> <tr style="height: 49px;"> <td style="height: 49px; width: 171px;">Audio Output</td> <td style="height: 49px; width: 319px;">1-ch, RCA</td> </tr> <tr style="height: 49px;"> <td style="height: 49px; width: 171px;">Decoding format</td> <td style="height: 49px; width: 319px;">H.265/H.264</td> </tr> <tr style="height: 49px;"> <td style="height: 49px; width: 171px;">Capacity</td> <td style="height: 49px; width: 319px;">Up to 10TB for each HDD</td> </tr> <tr style="height: 49px;"> <td style="height: 49px; width: 171px;">Power Supply</td> <td style="height: 49px; width: 319px;">12V DC</td> </tr> </tbody> </table> | Supports Analog , Supports I | 2326 | 3076 | 1426 | IN STOCK at EXTERNAL supplier. <br> If ordered before 10AM: <br>DELIVERED next business day (main centres) <br>or 3-5 business days (regional areas or large items)<br> COLLECTION from Geewiz available Same Day (approx 4:30pm) | Miro | 1 | https://miro.co.za/img/p/2/5/6/0/2560.jpg | https://miro.co.za/index.php?controller=attachment&id_attachment=3323 | UN-NVR302-08U Data Sheet
3 | Uniview | UN-NVR302-16E-IF | UNV - Ultra H.265 - 16 Channel NVR with 8 Facial Recognition Channels (Smart Analytics) | <p><strong>FEATURES</strong></p> <ul> <li>Support Ultra H.265/H.265/H.264 video formats</li> <li>16-channel input</li> <li>Support 4-ch face recognition with face capture camera</li> <li>Support 1-ch face recognition with non-face-capture camera</li> <li>Up to 12 Megapixels resolution recording</li> </ul> <p><strong>PRODUCT SPECIFICATIONS</strong></p> <table style="width: 520px;"> <tbody> <tr style="height: 45px;"> <td style="height: 45px; width: 171px;">Brand</td> <td style="height: 45px; width: 319px;"> <p class="h1 page-title">Uniview</p> </td> </tr> <tr style="height: 42px;"> <td style="height: 42px; width: 171px;">Item model number</td> <td style="height: 42px; width: 319px;"> <p>UN-NVR302-16E-IF</p> </td> </tr> <tr style="height: 49px;"> <td style="height: 49px; width: 171px;">Product Type</td> <td style="height: 49px; width: 319px;"> <p>Channel</p> </td> </tr> <tr style="height: 49px;"> <td style="height: 49px; width: 171px;">IP Video Input</td> <td style="height: 49px; width: 319px;"> <p>16-ch</p> </td> </tr> <tr style="height: 49px;"> <td style="height: 49px; width: 171px;">Two-way Audio Input</td> <td style="height: 49px; width: 319px;"> <p>1-ch,RCA</p> </td> </tr> <tr style="height: 49px;"> <td style="height: 49px; width: 171px;">Incoming bandwidth</td> <td style="height: 49px; width: 319px;">160Mbps</td> </tr> <tr style="height: 49px;"> <td style="height: 49px; width: 171px;">Outgoing bandwidth</td> <td style="height: 49px; width: 319px;">320Mbps</td> </tr> <tr style="height: 49px;"> <td style="height: 49px; width: 171px;">Remote connection</td> <td style="height: 49px; width: 319px;">128</td> </tr> <tr style="height: 49px;"> <td style="height: 49px; width: 171px;">Recording Resolution</td> <td style="height: 49px; width: 319px;">12MP/8MP/6MP/5MP/4MP/3MP/1080p/960p/720p/D1/2CIF/CIF</td> </tr> <tr style="height: 49px;"> <td style="height: 49px; width: 171px;">Audio Output</td> <td style="height: 49px; width: 319px;">1-ch, RCA</td> </tr> <tr style="height: 49px;"> <td style="height: 49px; width: 171px;">Decoding format</td> <td style="height: 49px; width: 319px;">Ultra 265, H.265, H.264</td> </tr> <tr style="height: 49px;"> <td style="height: 49px; width: 171px;">Capacity</td> <td style="height: 49px; width: 319px;">up to 10TB for each HDD</td> </tr> <tr style="height: 49px;"> <td style="height: 49px; width: 171px;">Network Interface</td> <td style="height: 49px; width: 319px;">2 RJ45 10M/100M/1000M self-adaptive Ethernet Interfaces</td> </tr> </tbody> </table> | NVR - 160 Mbps incomming, No PoE ports, Smart Features, Face Search, Snapshot Face Input | 4460 | 5898 | 1426 | IN STOCK at EXTERNAL supplier. <br> If ordered before 10AM: <br>DELIVERED next business day (main centres) <br>or 3-5 business days (regional areas or large items)<br> COLLECTION from Geewiz available Same Day (approx 4:30pm) | Miro | 1 | https://miro.co.za/img/p/2/5/6/3/2563.jpg | https://miro.co.za/index.php?controller=attachment&id_attachment=3324 | UN-NVR302-16E-IF Data Sheet
3 | Uniview | UN-NVR302-16E-P16-B | UNV - Ultra H.265 - 16 Channel NVR with 2 SATA HDD Up to 8TB 16 PoE Ports (Smart Analytics) | <p><strong>FEATURES</strong></p> <ul> <li>Support H.265/H.264 video formats</li> <li>Support TVI,AHD, CVI,CVBS, IP cameras with adaptive access</li> <li>8/16-channel BNC input</li> <li>Up to 8MP resolution for recording</li> <li>Long transmission distance over coax cable</li> </ul> <p><strong>PRODUCT SPECIFICATIONS</strong></p> <table style="width: 520px;"> <tbody> <tr style="height: 45px;"> <td style="height: 45px; width: 169px;">Brand</td> <td style="height: 45px; width: 321px;"> <p class="h1 page-title">Uniview</p> </td> </tr> <tr style="height: 42px;"> <td style="height: 42px; width: 169px;">Item model number</td> <td style="height: 42px; width: 321px;"> <p>UN-NVR302-16E-P16-B</p> </td> </tr> <tr style="height: 49px;"> <td style="height: 49px; width: 169px;">Product Type</td> <td style="height: 49px; width: 321px;"> <p>Channel</p> </td> </tr> <tr style="height: 49px;"> <td style="height: 49px; width: 169px;">IP Video Input</td> <td style="height: 49px; width: 321px;"> <p>8-ch(only IP up to 24ch)</p> </td> </tr> <tr style="height: 49px;"> <td style="height: 49px; width: 169px;">Two-way Audio Input</td> <td style="height: 49px; width: 321px;"> <p>1-ch,RCA</p> </td> </tr> <tr style="height: 49px;"> <td style="height: 49px; width: 169px;">Incoming bandwidth</td> <td style="height: 49px; width: 321px;">40Mbps</td> </tr> <tr style="height: 49px;"> <td style="height: 49px; width: 169px;">Outgoing bandwidth</td> <td style="height: 49px; width: 321px;">80Mbps</td> </tr> <tr style="height: 49px;"> <td style="height: 49px; width: 169px;">Remote connection</td> <td style="height: 49px; width: 321px;">128</td> </tr> <tr style="height: 49px;"> <td style="height: 49px; width: 169px;">Recording Resolution</td> <td style="height: 49px; width: 321px;">8MP Lite/5MP Lite/4MP Lite /3MP/1080P/960P/720P/960H/4CIF/CIF</td> </tr> <tr style="height: 49px;"> <td style="height: 49px; width: 169px;">Audio Output</td> <td style="height: 49px; width: 321px;">1-ch, RCA</td> </tr> <tr style="height: 49px;"> <td style="height: 49px; width: 169px;">Decoding format</td> <td style="height: 49px; width: 321px;">H.265/H.264</td> </tr> <tr style="height: 49px;"> <td style="height: 49px; width: 169px;">Capacity</td> <td style="height: 49px; width: 321px;">up to 10TB for each HDD</td> </tr> <tr style="height: 49px;"> <td style="height: 49px; width: 169px;">Power Supply</td> <td style="height: 49px; width: 321px;">12V DC</td> </tr> </tbody> </table> | NVR - 160Mbps incomming &amp; 320 Outgoing bandwidth, Max 12MP, 1- HDMI, 1 VGA | 5503 | 7278 | 1426 | IN STOCK at EXTERNAL supplier. <br> If ordered before 10AM: <br>DELIVERED next business day (main centres) <br>or 3-5 business days (regional areas or large items)<br> COLLECTION from Geewiz available Same Day (approx 4:30pm) | Miro | 1 | https://miro.co.za/img/p/2/5/6/6/2566.jpg | https://miro.co.za/index.php?controller=attachment&id_attachment=3325 | UN-NVR302-16E-P16-B Data Sheet
3 | Uniview | UN-NVR302-16E-P8-B | UNV - Ultra H.265 - 16 Channel NVR with 2 SATA HDD Up to 8TB with 8 PoE Ports (Smart Analytics) | <p><strong>FEATURES</strong></p> <ul> <li>Support Ultra 265/H.265/H.264 video formats</li> <li>8/16-channel input</li> <li>Third-party IP cameras supported with ONVIF conformance: Profile S, Profile G, Profile C, Profile Q, Profile A, Profile T</li> <li>Support 1-ch HDMI, 1-ch VGA, HDMI at up to 4K(3840x2160) resolution</li> <li>Up to 12 Megapixels resolution recording</li> </ul> <p><strong>PRODUCT SPECIFICATIONS</strong></p> <table style="width: 520px;"> <tbody> <tr style="height: 45px;"> <td style="height: 45px; width: 169px;">Brand</td> <td style="height: 45px; width: 321px;"> <p class="h1 page-title">Uniview</p> </td> </tr> <tr style="height: 42px;"> <td style="height: 42px; width: 169px;">Item model number</td> <td style="height: 42px; width: 321px;"> <p>UN-NVR302-16E-P8-B</p> </td> </tr> <tr style="height: 49px;"> <td style="height: 49px; width: 169px;">Product Type</td> <td style="height: 49px; width: 321px;"> <p>Channel</p> </td> </tr> <tr style="height: 49px;"> <td style="height: 49px; width: 169px;">IP Video Input</td> <td style="height: 49px; width: 321px;"> <p>16-ch</p> </td> </tr> <tr style="height: 49px;"> <td style="height: 49px; width: 169px;">Two-way Audio Input</td> <td style="height: 49px; width: 321px;"> <p>1-ch,RCA</p> </td> </tr> <tr style="height: 49px;"> <td style="height: 49px; width: 169px;">Incoming bandwidth</td> <td style="height: 49px; width: 321px;">160Mbps</td> </tr> <tr style="height: 49px;"> <td style="height: 49px; width: 169px;">Outgoing bandwidth</td> <td style="height: 49px; width: 321px;">320Mbps</td> </tr> <tr style="height: 49px;"> <td style="height: 49px; width: 169px;">Remote connection</td> <td style="height: 49px; width: 321px;">128</td> </tr> <tr style="height: 49px;"> <td style="height: 49px; width: 169px;">Recording Resolution</td> <td style="height: 49px; width: 321px;">12MP/8MP/6MP/5MP/4MP/3MP/1080p/960p/720p/D1/2CIF/CIF</td> </tr> <tr style="height: 49px;"> <td style="height: 49px; width: 169px;">Audio Output</td> <td style="height: 49px; width: 321px;">1-ch, RCA</td> </tr> <tr style="height: 49px;"> <td style="height: 49px; width: 169px;">Decoding format</td> <td style="height: 49px; width: 321px;">Ultra 265, H.265, H.264</td> </tr> <tr style="height: 49px;"> <td style="height: 49px; width: 169px;">Capacity</td> <td style="height: 49px; width: 321px;">up to 8TB for each disk</td> </tr> <tr style="height: 49px;"> <td style="height: 49px; width: 169px;">Network Interface</td> <td style="height: 49px; width: 321px;">1 RJ-45 10M/100M/1000M self-adaptive Ethernet Interface</td> </tr> </tbody> </table> | NVR- 160Mbps incomming &amp; 320 Outgoing bandwidth, Max 12MP, 1- HDMI, 1 VGA | 5069 | 6704 | 1426 | IN STOCK at EXTERNAL supplier. <br> If ordered before 10AM: <br>DELIVERED next business day (main centres) <br>or 3-5 business days (regional areas or large items)<br> COLLECTION from Geewiz available Same Day (approx 4:30pm) | Miro | 1 | https://miro.co.za/img/p/2/5/6/9/2569.jpg | https://miro.co.za/index.php?controller=attachment&id_attachment=3326 | UN-NVR302-16E-P8-B Data Sheet
3 | Uniview | UN-NVR302-16Q | UNV - 16 Channel Analog Hybrid NVR | <p><strong>FEATURES</strong></p> <ul> <li>Support H.265/H.264 video formats</li> <li>Support TVI,AHD, CVI,CVBS, IP cameras with adaptive access</li> <li>8/16-channel BNC input</li> <li>Up to 8MP resolution for recording</li> <li>Long transmission distance over coax cable</li> </ul> <p><strong>PRODUCT SPECIFICATIONS</strong></p> <table style="width: 520px;"> <tbody> <tr style="height: 45px;"> <td style="height: 45px; width: 169px;">Brand</td> <td style="height: 45px; width: 321px;"> <p class="h1 page-title">Uniview</p> </td> </tr> <tr style="height: 42px;"> <td style="height: 42px; width: 169px;">Item model number</td> <td style="height: 42px; width: 321px;"> <p>UN-NVR302-16Q</p> </td> </tr> <tr style="height: 49px;"> <td style="height: 49px; width: 169px;">Product Type</td> <td style="height: 49px; width: 321px;"> <p>Channel</p> </td> </tr> <tr style="height: 49px;"> <td style="height: 49px; width: 169px;">IP Video Input</td> <td style="height: 49px; width: 321px;"> <p>8-ch(only IP up to 24ch)</p> </td> </tr> <tr style="height: 49px;"> <td style="height: 49px; width: 169px;">Two-way Audio Input</td> <td style="height: 49px; width: 321px;"> <p>1-ch,RCA</p> </td> </tr> <tr style="height: 49px;"> <td style="height: 49px; width: 169px;">Incoming bandwidth</td> <td style="height: 49px; width: 321px;">40Mbps</td> </tr> <tr style="height: 49px;"> <td style="height: 49px; width: 169px;">Outgoing bandwidth</td> <td style="height: 49px; width: 321px;">80Mbps</td> </tr> <tr style="height: 49px;"> <td style="height: 49px; width: 169px;">Remote connection</td> <td style="height: 49px; width: 321px;">128</td> </tr> <tr style="height: 49px;"> <td style="height: 49px; width: 169px;">Recording Resolution</td> <td style="height: 49px; width: 321px;">8MP Lite/5MP Lite/4MP Lite /3MP/1080P/960P/720P/960H/4CIF/CIF</td> </tr> <tr style="height: 49px;"> <td style="height: 49px; width: 169px;">Audio Output</td> <td style="height: 49px; width: 321px;">1-ch, RCA</td> </tr> <tr style="height: 49px;"> <td style="height: 49px; width: 169px;">Decoding format</td> <td style="height: 49px; width: 321px;">H.265/H.264</td> </tr> <tr style="height: 49px;"> <td style="height: 49px; width: 169px;">Capacity</td> <td style="height: 49px; width: 321px;">Up to 10TB for each HDD</td> </tr> <tr style="height: 49px;"> <td style="height: 49px; width: 169px;">Power Supply</td> <td style="height: 49px; width: 321px;">12V DC</td> </tr> </tbody> </table> | NVR - Analog 720P @ 60fps, 2 SATA interfaces up to 10TB for each HDD | 3033 | 4011 | 1426 | IN STOCK at EXTERNAL supplier. <br> If ordered before 10AM: <br>DELIVERED next business day (main centres) <br>or 3-5 business days (regional areas or large items)<br> COLLECTION from Geewiz available Same Day (approx 4:30pm) | Miro | 1 | https://miro.co.za/img/p/2/5/7/2/2572.jpg | https://miro.co.za/index.php?controller=attachment&id_attachment=3327 | UN-NVR302-16Q Data Sheet
3 | Uniview | UN-NVR302-16S-P | UNV - Ultra H.265 - 16 Channel NVR with 2 SATA HDD up to 8TB with 8 PoE Ports (No Analytics) | <p><strong>FEATURES</strong></p> <ul> <li>Support Ultra265/H.265/H.264 video formats</li> <li>8/16-channel input</li> <li>Plug &amp; Play with 8/16 independent PoE network interfaces</li> <li>Third-party IP cameras supported with ONVIF conformance: Profile S, Profile G, Profile C, Profile Q, Profile A, Profile T</li> <li>Up to 8 Megapixels resolution recording</li> </ul> <p><strong>PRODUCT SPECIFICATIONS</strong></p> <table style="width: 520px;"> <tbody> <tr style="height: 45px;"> <td style="height: 45px; width: 169px;">Brand</td> <td style="height: 45px; width: 321px;"> <p class="h1 page-title">Uniview</p> </td> </tr> <tr style="height: 42px;"> <td style="height: 42px; width: 169px;">Item model number</td> <td style="height: 42px; width: 321px;"> <p>UN-NVR302-16S-P</p> </td> </tr> <tr style="height: 49px;"> <td style="height: 49px; width: 169px;">Product Type</td> <td style="height: 49px; width: 321px;"> <p>Channel</p> </td> </tr> <tr style="height: 49px;"> <td style="height: 49px; width: 169px;">IP Video Input</td> <td style="height: 49px; width: 321px;"> <p>16-ch</p> </td> </tr> <tr style="height: 49px;"> <td style="height: 49px; width: 169px;">Two-way Audio Input</td> <td style="height: 49px; width: 321px;"> <p>1-ch,RCA</p> </td> </tr> <tr style="height: 49px;"> <td style="height: 49px; width: 169px;">Incoming bandwidth</td> <td style="height: 49px; width: 321px;">112Mbps</td> </tr> <tr style="height: 49px;"> <td style="height: 49px; width: 169px;">Outgoing bandwidth</td> <td style="height: 49px; width: 321px;">96Mbps</td> </tr> <tr style="height: 49px;"> <td style="height: 49px; width: 169px;">Remote connection</td> <td style="height: 49px; width: 321px;">128</td> </tr> <tr style="height: 49px;"> <td style="height: 49px; width: 169px;">Recording Resolution</td> <td style="height: 49px; width: 321px;">8MP/6MP/5MP/4MP/3MP/1080p/960p/720p/D1/2CIF/CIF</td> </tr> <tr style="height: 49px;"> <td style="height: 49px; width: 169px;">Audio Output</td> <td style="height: 49px; width: 321px;">1-ch, RCA</td> </tr> <tr style="height: 49px;"> <td style="height: 49px; width: 169px;">Decoding format</td> <td style="height: 49px; width: 321px;">Ultra265/H.265/H.264</td> </tr> <tr style="height: 49px;"> <td style="height: 49px; width: 169px;">Capacity</td> <td style="height: 49px; width: 321px;">up to 8TB for each disk</td> </tr> <tr style="height: 49px;"> <td style="height: 49px; width: 169px;">Network Interface</td> <td style="height: 49px; width: 321px;">1 RJ-45 10M/100M/1000M self-adaptive Ethernet Interface</td> </tr> </tbody> </table> | UNV - 112 incomming &amp; 96 Mbps Outgoing Bandwidth, Max 8MP, Face &amp; behaviour search, people counting | 2490 | 3293 | 1426 | IN STOCK at EXTERNAL supplier. <br> If ordered before 10AM: <br>DELIVERED next business day (main centres) <br>or 3-5 business days (regional areas or large items)<br> COLLECTION from Geewiz available Same Day (approx 4:30pm) | Miro | 1 | https://miro.co.za/img/p/2/8/9/4/2894.jpg | https://miro.co.za/index.php?controller=attachment&id_attachment=3330 | UN-NVR302-16S-P Data Sheet
3 | Uniview | UN-NVR302-16S-P16 | UNV - Ultra H.265 - 16 Channel NVR with 2 SATA HDD up to 8TB with 16 PoE Ports (Smart Analytics) | <p><strong>FEATURES</strong></p> <ul> <li>Support Ultra265/H.265/H.264 video formats</li> <li>8/16-channel input</li> <li>Plug &amp; Play with 8/16 independent PoE network interfaces</li> <li>Third-party IP cameras supported with ONVIF conformance: Profile S, Profile G, Profile C, Profile Q, Profile A, Profile T</li> <li>Up to 8 Megapixels resolution recording</li> </ul> <p><strong>PRODUCT SPECIFICATIONS</strong></p> <table style="width: 520px;"> <tbody> <tr style="height: 45px;"> <td style="height: 45px; width: 169px;">Brand</td> <td style="height: 45px; width: 321px;"> <p class="h1 page-title">Uniview</p> </td> </tr> <tr style="height: 42px;"> <td style="height: 42px; width: 169px;">Item model number</td> <td style="height: 42px; width: 321px;"> <p>UN-NVR302-16S-P16</p> </td> </tr> <tr style="height: 49px;"> <td style="height: 49px; width: 169px;">Product Type</td> <td style="height: 49px; width: 321px;"> <p>Channel</p> </td> </tr> <tr style="height: 49px;"> <td style="height: 49px; width: 169px;">IP Video Input</td> <td style="height: 49px; width: 321px;"> <p>16-ch</p> </td> </tr> <tr style="height: 49px;"> <td style="height: 49px; width: 169px;">Two-way Audio Input</td> <td style="height: 49px; width: 321px;"> <p>1-ch,RCA</p> </td> </tr> <tr style="height: 49px;"> <td style="height: 49px; width: 169px;">Incoming bandwidth</td> <td style="height: 49px; width: 321px;">112Mbps</td> </tr> <tr style="height: 49px;"> <td style="height: 49px; width: 169px;">Outgoing bandwidth</td> <td style="height: 49px; width: 321px;">96Mbps</td> </tr> <tr style="height: 49px;"> <td style="height: 49px; width: 169px;">Remote connection</td> <td style="height: 49px; width: 321px;">128</td> </tr> <tr style="height: 49px;"> <td style="height: 49px; width: 169px;">Recording Resolution</td> <td style="height: 49px; width: 321px;">8MP/6MP/5MP/4MP/3MP/1080p/960p/720p/D1/2CIF/CIF</td> </tr> <tr style="height: 49px;"> <td style="height: 49px; width: 169px;">Audio Output</td> <td style="height: 49px; width: 321px;">1-ch, RCA</td> </tr> <tr style="height: 49px;"> <td style="height: 49px; width: 169px;">Decoding format</td> <td style="height: 49px; width: 321px;">Ultra265/H.265/H.264</td> </tr> <tr style="height: 49px;"> <td style="height: 49px; width: 169px;">Capacity</td> <td style="height: 49px; width: 321px;">up to 8TB for each disk</td> </tr> <tr style="height: 49px;"> <td style="height: 49px; width: 169px;">Network Interface</td> <td style="height: 49px; width: 321px;">1 RJ-45 10M/100M/1000M self-adaptive Ethernet Interface</td> </tr> </tbody> </table> | NVR - 112 incomming &amp; 96 Mbps Outgoing Bandwidth, Max 8MP, Face &amp; behaviour search, people count | 3860 | 5105 | 1426 | IN STOCK at EXTERNAL supplier. <br> If ordered before 10AM: <br>DELIVERED next business day (main centres) <br>or 3-5 business days (regional areas or large items)<br> COLLECTION from Geewiz available Same Day (approx 4:30pm) | Miro | 1 | https://miro.co.za/img/p/2/5/7/6/2576.jpg | https://miro.co.za/index.php?controller=attachment&id_attachment=3328 | UN-NVR302-16S-P16 Data Sheet
3 | Uniview | UN-NVR302-32S | UNV - Ultra H.265 - 32 Channel NVR with 2 SATA HDD up to 10TB (Smart Analytics) | <p><strong>FEATURES</strong></p> <ul> <li>Support Ultra265/H.265/H.264 video formats</li> <li>32-channel input</li> <li>Third-party IP cameras supported with ONVIF conformance: Profile S, Profile G, Profile T</li> <li>HDMI and VGA simultaneous output</li> <li>Up to 8 Megapixels resolution recording</li> </ul> <p><strong>PRODUCT SPECIFICATIONS</strong></p> <table style="width: 520px;"> <tbody> <tr style="height: 45px;"> <td style="height: 45px; width: 169px;">Brand</td> <td style="height: 45px; width: 321px;"> <p class="h1 page-title">Uniview</p> </td> </tr> <tr style="height: 42px;"> <td style="height: 42px; width: 169px;">Item model number</td> <td style="height: 42px; width: 321px;"> <p>UN-NVR302-32S</p> </td> </tr> <tr style="height: 49px;"> <td style="height: 49px; width: 169px;">Product Type</td> <td style="height: 49px; width: 321px;"> <p>Channel</p> </td> </tr> <tr style="height: 49px;"> <td style="height: 49px; width: 169px;">IP Video Input</td> <td style="height: 49px; width: 321px;"> <p>32-ch</p> </td> </tr> <tr style="height: 49px;"> <td style="height: 49px; width: 169px;">Two-way Audio Input</td> <td style="height: 49px; width: 321px;"> <p>1-ch,RCA</p> </td> </tr> <tr style="height: 49px;"> <td style="height: 49px; width: 169px;">Incoming bandwidth</td> <td style="height: 49px; width: 321px;">160Mbps</td> </tr> <tr style="height: 49px;"> <td style="height: 49px; width: 169px;">Outgoing bandwidth</td> <td style="height: 49px; width: 321px;">64Mbps</td> </tr> <tr style="height: 49px;"> <td style="height: 49px; width: 169px;">Remote connection</td> <td style="height: 49px; width: 321px;">128</td> </tr> <tr style="height: 49px;"> <td style="height: 49px; width: 169px;">Recording Resolution</td> <td style="height: 49px; width: 321px;">8MP/5MP/4MP/3MP/1080p/960p/720p/960H/D1/2CIF/CIF</td> </tr> <tr style="height: 49px;"> <td style="height: 49px; width: 169px;">Audio Output</td> <td style="height: 49px; width: 321px;">1-ch, RCA</td> </tr> <tr style="height: 49px;"> <td style="height: 49px; width: 169px;">Decoding format</td> <td style="height: 49px; width: 321px;">Ultra265/H.265/H.264</td> </tr> <tr style="height: 49px;"> <td style="height: 49px; width: 169px;">Capacity</td> <td style="height: 49px; width: 321px;">up to 10TB for each disk</td> </tr> <tr style="height: 49px;"> <td style="height: 49px; width: 169px;">Power Supply</td> <td style="height: 49px; width: 321px;">12V DC</td> </tr> </tbody> </table> | NVR - 160 Mbps incomming &amp; 64 Mbps outgoing Bandwidth, Max-8MP, No PoE ports | 2386 | 3155 | 1426 | IN STOCK at EXTERNAL supplier. <br> If ordered before 10AM: <br>DELIVERED next business day (main centres) <br>or 3-5 business days (regional areas or large items)<br> COLLECTION from Geewiz available Same Day (approx 4:30pm) | Miro | 1 | https://miro.co.za/img/p/2/5/8/2/2582.jpg | https://miro.co.za/index.php?controller=attachment&id_attachment=3331 | UN-NVR302-32S Data Sheet
3 | Uniview | UN-NVR304-16EP | UNV - Ultra H.265 - 16 Channel NVR with 4 SATA HDD up to 6TB with 16 PoE Ports (Smart Analytics) | <p><strong>FEATURES</strong></p> <ul> <li>16/32-channel input</li> <li>Third-party IP cameras supported with ONVIF conformance</li> <li>Support 2-ch HDMI, 1-ch VGA, HDMI2 at up to 4K(3840x2160) resolution</li> <li>Up to 8 Megapixels resolution recording</li> <li>Support H.265/H.264 video formats</li> </ul> <p><strong>PRODUCT SPECIFICATIONS</strong></p> <table style="width: 520px;"> <tbody> <tr style="height: 45px;"> <td style="height: 45px; width: 169px;">Brand</td> <td style="height: 45px; width: 321px;"> <p class="h1 page-title">Uniview</p> </td> </tr> <tr style="height: 42px;"> <td style="height: 42px; width: 169px;">Item model number</td> <td style="height: 42px; width: 321px;"> <p>UN-NVR304-16EP</p> </td> </tr> <tr style="height: 49px;"> <td style="height: 49px; width: 169px;">Product Type</td> <td style="height: 49px; width: 321px;"> <p>Channel</p> </td> </tr> <tr style="height: 49px;"> <td style="height: 49px; width: 169px;">IP Video Input</td> <td style="height: 49px; width: 321px;"> <p>16-ch</p> </td> </tr> <tr style="height: 49px;"> <td style="height: 49px; width: 169px;">Two-way Audio Input</td> <td style="height: 49px; width: 321px;"> <p>1-ch,RCA</p> </td> </tr> <tr style="height: 49px;"> <td style="height: 49px; width: 169px;">Incoming bandwidth</td> <td style="height: 49px; width: 321px;">160Mbps</td> </tr> <tr style="height: 49px;"> <td style="height: 49px; width: 169px;">Outgoing bandwidth</td> <td style="height: 49px; width: 321px;">320Mbps</td> </tr> <tr style="height: 49px;"> <td style="height: 49px; width: 169px;">Remote connection</td> <td style="height: 49px; width: 321px;">128</td> </tr> <tr style="height: 49px;"> <td style="height: 49px; width: 169px;">Recording Resolution</td> <td style="height: 49px; width: 321px;">8MP/6MP/5MP/4MP/3MP/1080p/960p/720p/D1/2CIF/CIF</td> </tr> <tr style="height: 49px;"> <td style="height: 49px; width: 169px;">Audio Output</td> <td style="height: 49px; width: 321px;">1-ch, RCA</td> </tr> <tr style="height: 49px;"> <td style="height: 49px; width: 169px;">Compression</td> <td style="height: 49px; width: 321px;">H.265/H.264</td> </tr> <tr style="height: 49px;"> <td style="height: 49px; width: 169px;">Capacity</td> <td style="height: 49px; width: 321px;">up to 6TB for each disk</td> </tr> <tr style="height: 49px;"> <td style="height: 49px; width: 169px;">Power Supply</td> <td style="height: 49px; width: 321px;">100 ~ 240 VAC</td> </tr> </tbody> </table> | NVR - 160Mbps Incoming Bandwidth, 4K Display out, Rack Mountable, For LPR &amp; Fisheye cameras | 6151 | 8135 | 1426 | IN STOCK at EXTERNAL supplier. <br> If ordered before 10AM: <br>DELIVERED next business day (main centres) <br>or 3-5 business days (regional areas or large items)<br> COLLECTION from Geewiz available Same Day (approx 4:30pm) | Miro | 1 | https://miro.co.za/img/p/2/5/8/8/2588.jpg | https://miro.co.za/index.php?controller=attachment&id_attachment=3333 | UN-NVR304-16EP Data Sheet
3 | Uniview | UN-NVR304-16E-B | UNV - Ultra H.265 - 16 Channel NVR with 4 SATA HDD up to 8TB (Smart Analytics) | <p><strong>FEATURES</strong></p> <ul> <li>Support Ultra 265/H.265/H.264 video formats</li> <li>16/32-channel input</li> <li>Third-party IP cameras supported with ONVIF conformance: Profile S, Profile G, Profile C, Profile Q, Profile A, Profile T</li> <li>Support 2-ch HDMI, 1-ch VGA, HDMI2 at up to 4K(3840x2160) resolution</li> <li>Up to 12 Megapixels resolution recording</li> </ul> <p><strong>PRODUCT SPECIFICATIONS</strong></p> <table style="width: 520px;"> <tbody> <tr style="height: 45px;"> <td style="height: 45px; width: 169px;">Brand</td> <td style="height: 45px; width: 321px;"> <p class="h1 page-title">Uniview</p> </td> </tr> <tr style="height: 42px;"> <td style="height: 42px; width: 169px;">Item model number</td> <td style="height: 42px; width: 321px;"> <p>UN-NVR304-16E-B</p> </td> </tr> <tr style="height: 49px;"> <td style="height: 49px; width: 169px;">Product Type</td> <td style="height: 49px; width: 321px;"> <p>Channel</p> </td> </tr> <tr style="height: 49px;"> <td style="height: 49px; width: 169px;">IP Video Input</td> <td style="height: 49px; width: 321px;"> <p>16-ch</p> </td> </tr> <tr style="height: 49px;"> <td style="height: 49px; width: 169px;">Two-way Audio Input</td> <td style="height: 49px; width: 321px;"> <p>1-ch,RCA</p> </td> </tr> <tr style="height: 49px;"> <td style="height: 49px; width: 169px;">Incoming bandwidth</td> <td style="height: 49px; width: 321px;">160Mbps</td> </tr> <tr style="height: 49px;"> <td style="height: 49px; width: 169px;">Outgoing bandwidth</td> <td style="height: 49px; width: 321px;">320Mbps</td> </tr> <tr style="height: 49px;"> <td style="height: 49px; width: 169px;">Remote connection</td> <td style="height: 49px; width: 321px;">128</td> </tr> <tr style="height: 49px;"> <td style="height: 49px; width: 169px;">Recording Resolution</td> <td style="height: 49px; width: 321px;">12MP/8MP/6MP/5MP/4MP/3MP/1080p/960p/720p/D1/2CIF/CIF</td> </tr> <tr style="height: 49px;"> <td style="height: 49px; width: 169px;">Audio Output</td> <td style="height: 49px; width: 321px;">1-ch, RCA</td> </tr> <tr style="height: 49px;"> <td style="height: 49px; width: 169px;">Decoding format</td> <td style="height: 49px; width: 321px;">Ultra 265, H.265, H.264</td> </tr> <tr style="height: 49px;"> <td style="height: 49px; width: 169px;">Capacity</td> <td style="height: 49px; width: 321px;">up to 8TB for each HDD</td> </tr> <tr style="height: 49px;"> <td style="height: 49px; width: 169px;">Power Supply</td> <td style="height: 49px; width: 321px;">12V DC</td> </tr> </tbody> </table> | NVR - 160 Mbps incomming &amp; 320Mbps outgoing bandwidth, Max-12MP Resolution, For LPR and Fisheye Cams | 4812 | 6364 | 1426 | IN STOCK at EXTERNAL supplier. <br> If ordered before 10AM: <br>DELIVERED next business day (main centres) <br>or 3-5 business days (regional areas or large items)<br> COLLECTION from Geewiz available Same Day (approx 4:30pm) | Miro | 1 | https://miro.co.za/img/p/2/5/8/5/2585.jpg | https://miro.co.za/index.php?controller=attachment&id_attachment=3332 | UN-NVR304-16E-B Data Sheet
3 | Uniview | UN-NVR304-32E-B | UNV - Ultra H.265 - 32 Channel NVR with 4 SATA HDD up to 8TB (Smart Analytics) | <p><strong>FEATURES</strong></p> <ul> <li>Support Ultra 265/H.265/H.264 video formats</li> <li>16/32-channel input</li> <li>Third-party IP cameras supported with ONVIF conformance: Profile S, Profile G, Profile C, Profile Q, Profile A, Profile T</li> <li>Support 2-ch HDMI, 1-ch VGA, HDMI2 at up to 4K(3840x2160) resolution</li> <li>Up to 12 Megapixels resolution recording</li> </ul> <p><strong>PRODUCT SPECIFICATIONS</strong></p> <table style="width: 520px;"> <tbody> <tr style="height: 45px;"> <td style="height: 45px; width: 164px;">Brand</td> <td style="height: 45px; width: 326px;"> <p class="h1 page-title">Uniview</p> </td> </tr> <tr style="height: 42px;"> <td style="height: 42px; width: 164px;">Item model number</td> <td style="height: 42px; width: 326px;"> <p>UN-NVR304-32E-B</p> </td> </tr> <tr style="height: 49px;"> <td style="height: 49px; width: 164px;">Product Type</td> <td style="height: 49px; width: 326px;"> <p>Channel</p> </td> </tr> <tr style="height: 49px;"> <td style="height: 49px; width: 164px;">IP Video Input</td> <td style="height: 49px; width: 326px;"> <p>32-ch</p> </td> </tr> <tr style="height: 49px;"> <td style="height: 49px; width: 164px;">Two-way Audio Input</td> <td style="height: 49px; width: 326px;"> <p>1-ch,RCA</p> </td> </tr> <tr style="height: 49px;"> <td style="height: 49px; width: 164px;">Incoming bandwidth</td> <td style="height: 49px; width: 326px;">320Mbps</td> </tr> <tr style="height: 49px;"> <td style="height: 49px; width: 164px;">Outgoing bandwidth</td> <td style="height: 49px; width: 326px;">320Mbps</td> </tr> <tr style="height: 49px;"> <td style="height: 49px; width: 164px;">Remote connection</td> <td style="height: 49px; width: 326px;">128</td> </tr> <tr style="height: 49px;"> <td style="height: 49px; width: 164px;">Recording Resolution</td> <td style="height: 49px; width: 326px;">12MP/8MP/6MP/5MP/4MP/3MP/1080p/960p/720p/D1/2CIF/CIF</td> </tr> <tr style="height: 49px;"> <td style="height: 49px; width: 164px;">Audio Output</td> <td style="height: 49px; width: 326px;">1-ch, RCA</td> </tr> <tr style="height: 49px;"> <td style="height: 49px; width: 164px;">Decoding format</td> <td style="height: 49px; width: 326px;">Ultra 265, H.265, H.264</td> </tr> <tr style="height: 49px;"> <td style="height: 49px; width: 164px;">Capacity</td> <td style="height: 49px; width: 326px;">up to 8TB for each HDD</td> </tr> <tr style="height: 49px;"> <td style="height: 49px; width: 164px;">Power Supply</td> <td style="height: 49px; width: 326px;">12V DC</td> </tr> </tbody> </table> | NVR - 320Mbps Incomming &amp; 320 Outgoing, NO PoE ports, Fisheye dewarping &amp; LPR camera | 7763 | 10267 | 1426 | IN STOCK at EXTERNAL supplier. <br> If ordered before 10AM: <br>DELIVERED next business day (main centres) <br>or 3-5 business days (regional areas or large items)<br> COLLECTION from Geewiz available Same Day (approx 4:30pm) | Miro | 1 | https://miro.co.za/img/p/2/5/9/1/2591.jpg | https://miro.co.za/index.php?controller=attachment&id_attachment=3334 | UN-NVR304-32E-B Data Sheet
3 | Uniview | UN-NVR304-32EP-B | UNV - Ultra H.265 - 32 Channel NVR with 4 SATA HDD up to 8TB with 16 PoE Ports (Smart Analytics) | <p><strong>FEATURES</strong></p> <ul> <li>Support Ultra 265/H.265/H.264 video formats</li> <li>16/32-channel input</li> <li>Third-party IP cameras supported with ONVIF conformance: Profile S, Profile G, Profile C, Profile Q, Profile A, Profile T</li> <li>Support 2-ch HDMI, 1-ch VGA, HDMI2 at up to 4K(3840x2160) resolution</li> <li>Up to 12 Megapixels resolution recording</li> </ul> <p><strong>PRODUCT SPECIFICATIONS</strong></p> <table style="width: 520px;"> <tbody> <tr style="height: 45px;"> <td style="height: 45px; width: 164px;">Brand</td> <td style="height: 45px; width: 326px;"> <p class="h1 page-title">Uniview</p> </td> </tr> <tr style="height: 42px;"> <td style="height: 42px; width: 164px;">Item model number</td> <td style="height: 42px; width: 326px;"> <p>UN-NVR304-32EP-B</p> </td> </tr> <tr style="height: 49px;"> <td style="height: 49px; width: 164px;">Product Type</td> <td style="height: 49px; width: 326px;"> <p>Channel</p> </td> </tr> <tr style="height: 49px;"> <td style="height: 49px; width: 164px;">IP Video Input</td> <td style="height: 49px; width: 326px;"> <p>32-ch</p> </td> </tr> <tr style="height: 49px;"> <td style="height: 49px; width: 164px;">Two-way Audio Input</td> <td style="height: 49px; width: 326px;"> <p>1-ch,RCA</p> </td> </tr> <tr style="height: 49px;"> <td style="height: 49px; width: 164px;">Incoming bandwidth</td> <td style="height: 49px; width: 326px;">320Mbps</td> </tr> <tr style="height: 49px;"> <td style="height: 49px; width: 164px;">Outgoing bandwidth</td> <td style="height: 49px; width: 326px;">320Mbps</td> </tr> <tr style="height: 49px;"> <td style="height: 49px; width: 164px;">Remote connection</td> <td style="height: 49px; width: 326px;">128</td> </tr> <tr style="height: 49px;"> <td style="height: 49px; width: 164px;">Recording Resolution</td> <td style="height: 49px; width: 326px;">12MP/8MP/6MP/5MP/4MP/3MP/1080p/960p/720p/D1/2CIF/CIF</td> </tr> <tr style="height: 49px;"> <td style="height: 49px; width: 164px;">Audio Output</td> <td style="height: 49px; width: 326px;">1-ch, RCA</td> </tr> <tr style="height: 49px;"> <td style="height: 49px; width: 164px;">Decoding format</td> <td style="height: 49px; width: 326px;">Ultra 265, H.265, H.264</td> </tr> <tr style="height: 49px;"> <td style="height: 49px; width: 164px;">Capacity</td> <td style="height: 49px; width: 326px;">up to 8TB for each HDD</td> </tr> <tr style="height: 49px;"> <td style="height: 49px; width: 164px;">Power Output</td> <td style="height: 49px; width: 326px;">12V DC</td> </tr> </tbody> </table> | NVR - 320Mbps Incoming Bandwidth, 4K Display out, Rack Mountable, For LPR &amp; Fisheye cameras | 7729 | 10222 | 1426 | IN STOCK at EXTERNAL supplier. <br> If ordered before 10AM: <br>DELIVERED next business day (main centres) <br>or 3-5 business days (regional areas or large items)<br> COLLECTION from Geewiz available Same Day (approx 4:30pm) | Miro | 1 | https://miro.co.za/img/p/2/5/9/7/2597.jpg | https://miro.co.za/index.php?controller=attachment&id_attachment=3336 | UN-NVR304-32EP-B Data Sheet
3 | Uniview | UN-NVR308-32E-B | UNV - Ultra H.265 - 32 Channel NVR with 8 SATA HDD up to 10TB (Smart Features) | <p><strong>FEATURES</strong></p> <ul> <li>Support Ultra 265/H.265/H.264 video formats</li> <li>16/32-channel input</li> <li>Third-party IP cameras supported with ONVIF conformance: Profile S, Profile G, Profile C, Profile Q, Profile A, Profile T</li> <li>Support 2-ch HDMI, 1-ch VGA, HDMI2 at up to 4K(3840x2160) resolution</li> <li>Up to 12 Megapixels resolution recording</li> </ul> <p><strong>PRODUCT SPECIFICATIONS</strong></p> <table style="width: 520px;"> <tbody> <tr style="height: 45px;"> <td style="height: 45px; width: 164px;">Brand</td> <td style="height: 45px; width: 326px;"> <p class="h1 page-title">Uniview</p> </td> </tr> <tr style="height: 42px;"> <td style="height: 42px; width: 164px;">Item model number</td> <td style="height: 42px; width: 326px;"> <p>UN-NVR308-32E-B</p> </td> </tr> <tr style="height: 49px;"> <td style="height: 49px; width: 164px;">Product Type</td> <td style="height: 49px; width: 326px;"> <p>Channel</p> </td> </tr> <tr style="height: 49px;"> <td style="height: 49px; width: 164px;">IP Video Input</td> <td style="height: 49px; width: 326px;"> <p>32-ch</p> </td> </tr> <tr style="height: 49px;"> <td style="height: 49px; width: 164px;">Two-way Audio Input</td> <td style="height: 49px; width: 326px;"> <p>1-ch,RCA</p> </td> </tr> <tr style="height: 49px;"> <td style="height: 49px; width: 164px;">Incoming bandwidth</td> <td style="height: 49px; width: 326px;">320Mbps</td> </tr> <tr style="height: 49px;"> <td style="height: 49px; width: 164px;">Outgoing bandwidth</td> <td style="height: 49px; width: 326px;">320Mbps</td> </tr> <tr style="height: 49px;"> <td style="height: 49px; width: 164px;">Remote connection</td> <td style="height: 49px; width: 326px;">128</td> </tr> <tr style="height: 49px;"> <td style="height: 49px; width: 164px;">Recording Resolution</td> <td style="height: 49px; width: 326px;">12MP/8MP/6MP/5MP/4MP/3MP/1080p/960p/720p/D1/2CIF/CIF</td> </tr> <tr style="height: 49px;"> <td style="height: 49px; width: 164px;">Audio Output</td> <td style="height: 49px; width: 326px;">1-ch, RCA</td> </tr> <tr style="height: 49px;"> <td style="height: 49px; width: 164px;">Decoding format</td> <td style="height: 49px; width: 326px;">Ultra 265, H.265, H.264</td> </tr> <tr style="height: 49px;"> <td style="height: 49px; width: 164px;">Capacity</td> <td style="height: 49px; width: 326px;">up to 10TB for each HDD</td> </tr> <tr style="height: 49px;"> <td style="height: 49px; width: 164px;">Power Supply</td> <td style="height: 49px; width: 326px;">100 ~ 240 VAC</td> </tr> </tbody> </table> | NVR - 320 Mbps Incomming Bandwidth, No PoE, Max Resolution- 12MP, Fisheye dewarping &amp; LPR Cameras | 8565 | 11327 | 1426 | IN STOCK at EXTERNAL supplier. <br> If ordered before 10AM: <br>DELIVERED next business day (main centres) <br>or 3-5 business days (regional areas or large items)<br> COLLECTION from Geewiz available Same Day (approx 4:30pm) | Miro | 1 | https://miro.co.za/img/p/2/8/9/3/2893.jpg | https://miro.co.za/index.php?controller=attachment&id_attachment=3337 | UN-NVR308-32E-B Data Sheet
3 | Uniview | UN-NVR304-32E-IF | UNV - Ultra H.265 - 32 Channel NVR with 16 Facial Recognition Channels (Smart Analytics) | <p><strong>FEATURES</strong></p> <ul> <li>Support Ultra 265/H.265/H.264 video formats</li> <li>32-channel input</li> <li>Support 4-ch face recognition with face capture camera</li> <li>Support 1-ch face recognition with non-face-capture camera</li> <li>Up to 16 face libraries, total capacity of 50000 face images</li> </ul> <p><strong>PRODUCT SPECIFICATIONS</strong></p> <table style="width: 520px;"> <tbody> <tr style="height: 45px;"> <td style="height: 45px; width: 164px;">Brand</td> <td style="height: 45px; width: 326px;"> <p class="h1 page-title">Uniview</p> </td> </tr> <tr style="height: 42px;"> <td style="height: 42px; width: 164px;">Item model number</td> <td style="height: 42px; width: 326px;"> <p>UN-NVR304-32E-IF</p> </td> </tr> <tr style="height: 49px;"> <td style="height: 49px; width: 164px;">Product Type</td> <td style="height: 49px; width: 326px;"> <p>Channel</p> </td> </tr> <tr style="height: 49px;"> <td style="height: 49px; width: 164px;">IP Video Input</td> <td style="height: 49px; width: 326px;"> <p>32-ch</p> </td> </tr> <tr style="height: 49px;"> <td style="height: 49px; width: 164px;">Two-way Audio Input</td> <td style="height: 49px; width: 326px;"> <p>1-ch,RCA</p> </td> </tr> <tr style="height: 49px;"> <td style="height: 49px; width: 164px;">Incoming bandwidth</td> <td style="height: 49px; width: 326px;">320Mbps</td> </tr> <tr style="height: 49px;"> <td style="height: 49px; width: 164px;">Outgoing bandwidth</td> <td style="height: 49px; width: 326px;">320Mbps</td> </tr> <tr style="height: 49px;"> <td style="height: 49px; width: 164px;">Remote connection</td> <td style="height: 49px; width: 326px;">128</td> </tr> <tr style="height: 49px;"> <td style="height: 49px; width: 164px;">Recording Resolution</td> <td style="height: 49px; width: 326px;">12MP/8MP/6MP/5MP/4MP/3MP/1080p/960p/720p/D1/2CIF/CIF</td> </tr> <tr style="height: 49px;"> <td style="height: 49px; width: 164px;">Audio Output</td> <td style="height: 49px; width: 326px;">1-ch, RCA</td> </tr> <tr style="height: 49px;"> <td style="height: 49px; width: 164px;">Decoding format</td> <td style="height: 49px; width: 326px;">Ultra 265, H.265, H.264</td> </tr> <tr style="height: 49px;"> <td style="height: 49px; width: 164px;">Capacity</td> <td style="height: 49px; width: 326px;">up to 10TB for each HDD</td> </tr> <tr style="height: 49px;"> <td style="height: 49px; width: 164px;">Network Interface</td> <td style="height: 49px; width: 326px;">2 RJ45 10M/100M/1000M self-adaptive Ethernet Interfaces</td> </tr> </tbody> </table> | NVR - 320 Mbps incomming, No PoE ports, Smart Features, 50 000 face images and 2000 000 face records | 7468 | 9876 | 1426 | IN STOCK at EXTERNAL supplier. <br> If ordered before 10AM: <br>DELIVERED next business day (main centres) <br>or 3-5 business days (regional areas or large items)<br> COLLECTION from Geewiz available Same Day (approx 4:30pm) | Miro | 1 | https://miro.co.za/img/p/2/5/9/4/2594.jpg | https://miro.co.za/index.php?controller=attachment&id_attachment=3335 | UN-NVR304-32E-IF Data Sheet
3 | Uniview | UN-NVR308-64E-B | UNV - Ultra H.265 - 64 Channel NVR with 8 SATA HDD up to 8TB (Smart Analytics) | <p><strong>FEATURES</strong></p> <ul> <li>Support Ultra 265/H.265/H.264 video formats</li> <li>16/32/64-channel input</li> <li>Third-party IP cameras supported with ONVIF conformance: Profile S, Profile G, Profile C, Profile Q, Profile A, Profile T</li> <li>Support 2-ch HDMI, 1-ch VGA, 1-ch CVBS, HDMI2 at up to 4K(3840x2160) resolution</li> <li>Up to 12 Megapixels resolution recording</li> </ul> <p><strong>PRODUCT SPECIFICATIONS</strong></p> <table style="width: 520px;"> <tbody> <tr style="height: 45px;"> <td style="height: 45px; width: 164px;">Brand</td> <td style="height: 45px; width: 326px;"> <p class="h1 page-title">Uniview</p> </td> </tr> <tr style="height: 42px;"> <td style="height: 42px; width: 164px;">Item model number</td> <td style="height: 42px; width: 326px;"> <p>UN-NVR308-64E-B</p> </td> </tr> <tr style="height: 49px;"> <td style="height: 49px; width: 164px;">Product Type</td> <td style="height: 49px; width: 326px;"> <p>Channel</p> </td> </tr> <tr style="height: 49px;"> <td style="height: 49px; width: 164px;">IP Video Input</td> <td style="height: 49px; width: 326px;"> <p>64-ch</p> </td> </tr> <tr style="height: 49px;"> <td style="height: 49px; width: 164px;">Two-way Audio Input</td> <td style="height: 49px; width: 326px;"> <p>1-ch,RCA</p> </td> </tr> <tr style="height: 49px;"> <td style="height: 49px; width: 164px;">Incoming bandwidth</td> <td style="height: 49px; width: 326px;">320Mbps</td> </tr> <tr style="height: 49px;"> <td style="height: 49px; width: 164px;">Outgoing bandwidth</td> <td style="height: 49px; width: 326px;">320Mbps</td> </tr> <tr style="height: 49px;"> <td style="height: 49px; width: 164px;">Remote connection</td> <td style="height: 49px; width: 326px;">128</td> </tr> <tr style="height: 49px;"> <td style="height: 49px; width: 164px;">Recording Resolution</td> <td style="height: 49px; width: 326px;">12MP/8MP/6MP/5MP/4MP/3MP/1080p/960p/720p/D1/2CIF/CIF</td> </tr> <tr style="height: 49px;"> <td style="height: 49px; width: 164px;">Audio Output</td> <td style="height: 49px; width: 326px;">1-ch, RCA</td> </tr> <tr style="height: 49px;"> <td style="height: 49px; width: 164px;">Decoding format</td> <td style="height: 49px; width: 326px;">Ultra 265, H.265, H.264</td> </tr> <tr style="height: 49px;"> <td style="height: 49px; width: 164px;">Capacity</td> <td style="height: 49px; width: 326px;">up to 8TB for each HDD</td> </tr> <tr style="height: 49px;"> <td style="height: 49px; width: 164px;">Power Supply</td> <td style="height: 49px; width: 326px;">100 ~ 240 VAC</td> </tr> </tbody> </table> | NVR - 320 Mbps incomming bandwidth, Max Resolution 12MP, No PoE ports, Pairs with LPR &amp; fisheye cam | 9981 | 13200 | 1426 | IN STOCK at EXTERNAL supplier. <br> If ordered before 10AM: <br>DELIVERED next business day (main centres) <br>or 3-5 business days (regional areas or large items)<br> COLLECTION from Geewiz available Same Day (approx 4:30pm) | Miro | 1 | https://miro.co.za/img/p/2/6/0/0/2600.jpg | https://miro.co.za/index.php?controller=attachment&id_attachment=3338 | UN-NVR308-64E-B Data Sheet
3 | Uniview | UN-NVR308-R-B | UNV - Ultra H.265 - 64 Channel NVR with 8 SATA HDD up to 8TB (Smart Analytics) | <p><strong>FEATURES</strong></p> <ul> <li>Support Ultra 265/H.265/H.264 video formats</li> <li>32/64-channel input</li> <li>Third-party IP cameras supported with ONVIF conformance: Profile S, Profile G, Profile C, Profile Q, Profile A, Profile T</li> <li>Support 2-ch HDMI, 1-ch VGA, 1-ch CVBS, HDMI2 at up to 4K(3840x2160) resolution</li> <li>Up to 12 Megapixels resolution recording</li> </ul> <p><strong>PRODUCT SPECIFICATIONS</strong></p> <table style="width: 520px;"> <tbody> <tr style="height: 45px;"> <td style="height: 45px; width: 164px;">Brand</td> <td style="height: 45px; width: 326px;"> <p class="h1 page-title">Uniview</p> </td> </tr> <tr style="height: 42px;"> <td style="height: 42px; width: 164px;">Item model number</td> <td style="height: 42px; width: 326px;"> <p>UN-NVR308-R-B</p> </td> </tr> <tr style="height: 49px;"> <td style="height: 49px; width: 164px;">Product Type</td> <td style="height: 49px; width: 326px;"> <p>Channel</p> </td> </tr> <tr style="height: 49px;"> <td style="height: 49px; width: 164px;">Two-way Audio Input</td> <td style="height: 49px; width: 326px;"> <p>1-ch,RCA</p> </td> </tr> <tr style="height: 49px;"> <td style="height: 49px; width: 164px;">Incoming bandwidth</td> <td style="height: 49px; width: 326px;">320Mbps</td> </tr> <tr style="height: 49px;"> <td style="height: 49px; width: 164px;">Outgoing bandwidth</td> <td style="height: 49px; width: 326px;">320Mbps</td> </tr> <tr style="height: 49px;"> <td style="height: 49px; width: 164px;">Remote connection</td> <td style="height: 49px; width: 326px;">128</td> </tr> <tr style="height: 49px;"> <td style="height: 49px; width: 164px;">Recording Resolution</td> <td style="height: 49px; width: 326px;">12MP/8MP/6MP/5MP/4MP/3MP/1080p/960p/720p/D1/2CIF/CIF</td> </tr> <tr style="height: 49px;"> <td style="height: 49px; width: 164px;">Audio Output</td> <td style="height: 49px; width: 326px;">1-ch, RCA</td> </tr> <tr style="height: 49px;"> <td style="height: 49px; width: 164px;">Decoding format</td> <td style="height: 49px; width: 326px;">Ultra 265, H.265, H.264</td> </tr> <tr style="height: 49px;"> <td style="height: 49px; width: 164px;">Capacity</td> <td style="height: 49px; width: 326px;">up to 8TB for each HDD</td> </tr> <tr style="height: 49px;"> <td style="height: 49px; width: 164px;">Network Interface</td> <td style="height: 49px; width: 326px;">2 RJ45 10M/100M/1000M self-adaptive Ethernet Interfaces</td> </tr> </tbody> </table> | NVR - 320Mbps Incomming bandwidth, Includes Fish eye Dewarping modes, Max resolution 12MP | 17581 | 23251 | 1426 | IN STOCK at EXTERNAL supplier. <br> If ordered before 10AM: <br>DELIVERED next business day (main centres) <br>or 3-5 business days (regional areas or large items)<br> COLLECTION from Geewiz available Same Day (approx 4:30pm) | Miro | 1 | https://miro.co.za/img/p/2/6/0/3/2603.jpg | https://miro.co.za/index.php?controller=attachment&id_attachment=3339 | UN-NVR308-R-B Data Sheet
3 | Uniview | UN-NVR316-64R-B | UNV - Ultra H.265 - 64 Channel NVR with 16 SATA HDD up to 8TB (Smart Analytics) | <p><strong>FEATURES</strong></p> <ul> <li>Support Ultra 265/H.265/H.264 video formats</li> <li>32/64-channel input</li> <li>Third-party IP cameras supported with ONVIF conformance: Profile S, Profile G, Profile C, Profile Q, Profile A, Profile T</li> <li>Support 2-ch HDMI, 1-ch VGA, 1-ch CVBS, HDMI2 at up to 4K(3840x2160) resolution</li> <li>Up to 12 Megapixels resolution recording</li> </ul> <p><strong>PRODUCT SPECIFICATIONS</strong></p> <table style="width: 520px;"> <tbody> <tr style="height: 45px;"> <td style="height: 45px; width: 164px;">Brand</td> <td style="height: 45px; width: 326px;"> <p class="h1 page-title">Uniview</p> </td> </tr> <tr style="height: 42px;"> <td style="height: 42px; width: 164px;">Item model number</td> <td style="height: 42px; width: 326px;"> <p>UN-NVR316-64R-B</p> </td> </tr> <tr style="height: 49px;"> <td style="height: 49px; width: 164px;">Product Type</td> <td style="height: 49px; width: 326px;"> <p>Channel</p> </td> </tr> <tr style="height: 49px;"> <td style="height: 49px; width: 164px;">IP Video Input</td> <td style="height: 49px; width: 326px;"> <p>64-ch</p> </td> </tr> <tr style="height: 49px;"> <td style="height: 49px; width: 164px;">Two-way Audio Input</td> <td style="height: 49px; width: 326px;"> <p>1-ch,RCA</p> </td> </tr> <tr style="height: 49px;"> <td style="height: 49px; width: 164px;">Incoming bandwidth</td> <td style="height: 49px; width: 326px;">320Mbps</td> </tr> <tr style="height: 49px;"> <td style="height: 49px; width: 164px;">Outgoing bandwidth</td> <td style="height: 49px; width: 326px;">320Mbps</td> </tr> <tr style="height: 49px;"> <td style="height: 49px; width: 164px;">Remote connection</td> <td style="height: 49px; width: 326px;">128</td> </tr> <tr style="height: 49px;"> <td style="height: 49px; width: 164px;">Recording Resolution</td> <td style="height: 49px; width: 326px;">12MP/8MP/6MP/5MP/4MP/3MP/1080p/960p/720p/D1/2CIF/CIF</td> </tr> <tr style="height: 49px;"> <td style="height: 49px; width: 164px;">Audio Output</td> <td style="height: 49px; width: 326px;">1-ch, RCA</td> </tr> <tr style="height: 49px;"> <td style="height: 49px; width: 164px;">Decoding format</td> <td style="height: 49px; width: 326px;">Ultra 265, H.265, H.264</td> </tr> <tr style="height: 49px;"> <td style="height: 49px; width: 164px;">Capacity</td> <td style="height: 49px; width: 326px;">up to 8TB for each HDD</td> </tr> <tr style="height: 49px;"> <td style="height: 49px; width: 164px;">Power Supply</td> <td style="height: 49px; width: 326px;">220V AC</td> </tr> </tbody> </table> | NVR - 320Mbps Incomming Bandwidth, Max resolution 12MP, Various Fisheye dewarping modes. | 25224 | 33359 | 1426 | IN STOCK at EXTERNAL supplier. <br> If ordered before 10AM: <br>DELIVERED next business day (main centres) <br>or 3-5 business days (regional areas or large items)<br> COLLECTION from Geewiz available Same Day (approx 4:30pm) | Miro | 1 | https://miro.co.za/img/p/2/6/0/6/2606.jpg | https://miro.co.za/index.php?controller=attachment&id_attachment=3340 | UN-NVR316-64R-B Data Sheet
3 | Uniview | UN-NVR516-128 | UNV - Ultra H.265 - 128 Channel NVR with 16 SATA HDD up to 6TB (Smart Analytics) | <p><strong>FEATURES</strong></p> <ul> <li>64/128-channel input</li> <li>Third-party IP camera supported with ONVIF conformance</li> <li>Support 2-ch HDMI, 1-ch VGA, HDMI at up to 4K(3840x2160) resolution</li> <li>Up to 12 Megapixels resolution recording</li> <li>Redundant power supply</li> </ul> <p><strong>PRODUCT SPECIFICATIONS</strong></p> <table style="width: 520px;"> <tbody> <tr style="height: 45px;"> <td style="height: 45px; width: 164px;">Brand</td> <td style="height: 45px; width: 326px;"> <p class="h1 page-title">Uniview</p> </td> </tr> <tr style="height: 42px;"> <td style="height: 42px; width: 164px;">Item model number</td> <td style="height: 42px; width: 326px;"> <p>UN-NVR516-128</p> </td> </tr> <tr style="height: 49px;"> <td style="height: 49px; width: 164px;">Product Type</td> <td style="height: 49px; width: 326px;"> <p>Channel</p> </td> </tr> <tr style="height: 49px;"> <td style="height: 49px; width: 164px;">IP Video Input</td> <td style="height: 49px; width: 326px;"> <p>128-ch</p> </td> </tr> <tr style="height: 49px;"> <td style="height: 49px; width: 164px;">Two-way Audio Input</td> <td style="height: 49px; width: 326px;"> <p>1-ch,RCA</p> </td> </tr> <tr style="height: 49px;"> <td style="height: 49px; width: 164px;">Incoming bandwidth</td> <td style="height: 49px; width: 326px;">512Mbps</td> </tr> <tr style="height: 49px;"> <td style="height: 49px; width: 164px;">Outgoing bandwidth</td> <td style="height: 49px; width: 326px;">384Mbps</td> </tr> <tr style="height: 49px;"> <td style="height: 49px; width: 164px;">Remote connection</td> <td style="height: 49px; width: 326px;">128</td> </tr> <tr style="height: 49px;"> <td style="height: 49px; width: 164px;">Recording Resolution</td> <td style="height: 49px; width: 326px;">12MP/8MP/6MP/5MP/4MP/3MP/1080p/960p/720p/D1/2CIF/CIF</td> </tr> <tr style="height: 49px;"> <td style="height: 49px; width: 164px;">Audio Output</td> <td style="height: 49px; width: 326px;">1-ch, RCA</td> </tr> <tr style="height: 49px;"> <td style="height: 49px; width: 164px;">Compression</td> <td style="height: 49px; width: 326px;">H.265/H.264</td> </tr> <tr style="height: 49px;"> <td style="height: 49px; width: 164px;">Capacity</td> <td style="height: 49px; width: 326px;">up to 6TB for each disk</td> </tr> <tr style="height: 49px;"> <td style="height: 49px; width: 164px;">Power Output</td> <td style="height: 49px; width: 326px;">12V</td> </tr> </tbody> </table> | NVR - 512Mbps Incomming Bandwidth, Max Resolution 12MP, | 33249 | 43972 | 1426 | IN STOCK at EXTERNAL supplier. <br> If ordered before 10AM: <br>DELIVERED next business day (main centres) <br>or 3-5 business days (regional areas or large items)<br> COLLECTION from Geewiz available Same Day (approx 4:30pm) | Miro | 1 | https://miro.co.za/img/p/2/6/0/9/2609.jpg | https://miro.co.za/index.php?controller=attachment&id_attachment=3341 | UN-NVR516-128 Data Sheet
3 | Uniview | UN-UNICORN | UNV - High Density, Smart Surveillance NVR &amp; Security System | <p><strong>FEATURES</strong></p> <p>The Unicorn is a smart integrated surveillance platform with video input, storage, transfer and device management functions designed specifically for digital surveillance applications. The Unicorn has adopted audio/video compression and decompression, embedded system, storage, network, and smart technologies and it is suitable for security surveillance scenarios such as residential areas, buildings, campus, hotels, and shopping malls etc.</p> <p><strong>PRODUCT SPECIFICATIONS</strong></p> <table style="width: 520px;"> <tbody> <tr style="height: 45px;"> <td style="height: 45px; width: 164px;">Brand</td> <td style="height: 45px; width: 326px;"> <p class="h1 page-title">Uniview</p> </td> </tr> <tr style="height: 42px;"> <td style="height: 42px; width: 164px;">Item model number</td> <td style="height: 42px; width: 326px;"> <p>UN-UNICORN</p> </td> </tr> <tr style="height: 49px;"> <td style="height: 49px; width: 164px;">Product Type</td> <td style="height: 49px; width: 326px;"> <p>Security System</p> </td> </tr> <tr style="height: 49px;"> <td style="height: 49px; width: 164px;">Number of connected cameras per server</td> <td style="height: 49px; width: 326px;"> <p>UNV Device: 1000 devices or 2000 channels ONVIF Device: 200 devices</p> </td> </tr> <tr style="height: 49px;"> <td style="height: 49px; width: 164px;">Numbers of online users</td> <td style="height: 49px; width: 326px;">300</td> </tr> <tr style="height: 49px;"> <td style="height: 49px; width: 164px;">Bandwidth of video input per server</td> <td style="height: 49px; width: 326px;">512Mbps</td> </tr> <tr style="height: 49px;"> <td style="height: 49px; width: 164px;">Bandwidth of video output per server</td> <td style="height: 49px; width: 326px;">384Mbps</td> </tr> <tr style="height: 49px;"> <td style="height: 49px; width: 164px;">Video compression</td> <td style="height: 49px; width: 326px;">Ultra265, H.265, H.264</td> </tr> <tr style="height: 49px;"> <td style="height: 49px; width: 164px;">Audio compression</td> <td style="height: 49px; width: 326px;">G.711</td> </tr> </tbody> </table> | 500 device connections, up to 1000 channels HD network vdeos, Max 16 hard disks | 76067 | 100599 | 1426 | IN STOCK at EXTERNAL supplier. <br> If ordered before 10AM: <br>DELIVERED next business day (main centres) <br>or 3-5 business days (regional areas or large items)<br> COLLECTION from Geewiz available Same Day (approx 4:30pm) | Miro | 1 | https://miro.co.za/img/p/2/8/9/2/2892.jpg | https://miro.co.za/index.php?controller=attachment&id_attachment=3361 | UN-UNICORN Data Sheet
3 | Vivotek | VI-ND8321 | VIVOTEK - 8 Channel NVR, 32 Mbps Recording Throughput, 2 Bay | <p><strong>FEATURES</strong></p> <p>VIVOTEK ND8321 is a compact Linux embedded 8-CH standalone desktop NVR designed for any small-scale video surveillance installation. ND8321 achieves non-screwdriver installation, and facilitates "One Button Setup" with its plug &amp; play and auto setup functionality.</p> <p>Supporting Full HD HDMI local video output, users can control the GUI OSD interface via mouse &amp; keyboard, eliminating the need for a separate PC to view video or to playback from the NVR. The new local dislpay design - Auto Adaptive Stream will dynamically modify Stream 2 resolution of a camera to best fit the display resolution according to the layout type, performing an efficient display. Fisheye dewarp is also designed in ND8321. ND8321 supports software dewarp of VIVOTEK fisheye cameras, allowing seamless display in a fisheye surveillance scenario.</p> <p><strong>PRODUCT SPECIFICATIONS</strong></p> <table style="width: 520px;"> <tbody> <tr style="height: 45px;"> <td style="height: 45px; width: 164px;">Brand</td> <td style="height: 45px; width: 326px;"> <p class="h1 page-title">VIVOTEK</p> </td> </tr> <tr style="height: 42px;"> <td style="height: 42px; width: 164px;">Item model number</td> <td style="height: 42px; width: 326px;"> <p>VI-ND8321</p> </td> </tr> <tr style="height: 49px;"> <td style="height: 49px; width: 164px;">Product Type</td> <td style="height: 49px; width: 326px;"> <p>Recording Throughput, 2 Bay</p> </td> </tr> <tr style="height: 49px;"> <td style="height: 49px; width: 164px;">CPU</td> <td style="height: 49px; width: 326px;"> <p>ARM Processor</p> </td> </tr> <tr style="height: 49px;"> <td style="height: 49px; width: 164px;">Flash</td> <td style="height: 49px; width: 326px;">256 MB</td> </tr> <tr style="height: 49px;"> <td style="height: 49px; width: 164px;">RAM</td> <td style="height: 49px; width: 326px;">1 GB</td> </tr> <tr style="height: 49px;"> <td style="height: 49px; width: 164px;">Power Restoration</td> <td style="height: 49px; width: 326px;">System restart automatically after Power Recovery</td> </tr> <tr style="height: 49px;"> <td style="height: 49px; width: 164px;">Video Output</td> <td style="height: 49px; width: 326px;">HDMI</td> </tr> <tr style="height: 49px;"> <td style="height: 49px; width: 164px;">Power Input</td> <td style="height: 49px; width: 326px;">DC 12V 5A</td> </tr> <tr style="height: 49px;"> <td style="height: 49px; width: 164px;">Power Consumption (W)</td> <td style="height: 49px; width: 326px;">Max. 60 W</td> </tr> </tbody> </table> | NO HDD included, Max 8TB, Video Out, 1 x Gigabit Ethernet Port, 2 x USB | 2755 | 3643 | 1426 | IN STOCK at EXTERNAL supplier. <br> If ordered before 10AM: <br>DELIVERED next business day (main centres) <br>or 3-5 business days (regional areas or large items)<br> COLLECTION from Geewiz available Same Day (approx 4:30pm) | Miro | 1 | https://miro.co.za/img/p/2/6/7/6/2676.jpg | https://miro.co.za/index.php?controller=attachment&id_attachment=3419 | VI-ND8321 Data Sheet
3 | Ring | RING-SM-CHARGER | Ring Solar Mount Charger 2.0 | <p><strong>FEATURES</strong></p> <p>Solar power source and secure mounting bracket for Ring Video Doorbell 2. Solar Charger is a secure mounting bracket with built-in solar panels designed for Ring Video Doorbell 2. With just a few hours of direct sunlight everyday, your Video Doorbell 2 will stay charged around the clock. </p> <p><strong>PRODUCT SPECIFICATIONS</strong></p> <table style="width: 520px;"> <tbody> <tr style="height: 45px;"> <td style="height: 45px; width: 164px;">Brand</td> <td style="height: 45px; width: 326px;"> <p class="h1 page-title">RING</p> </td> </tr> <tr style="height: 42px;"> <td style="height: 42px; width: 164px;">Item model number</td> <td style="height: 42px; width: 326px;"> <p>RING-SM-CHARGER</p> </td> </tr> <tr style="height: 49px;"> <td style="height: 49px; width: 164px;">Product Type</td> <td style="height: 49px; width: 326px;"> <p>Solar Mount Charger</p> </td> </tr> </tbody> </table> | Black, 6.9-VDC, for Video Doorbell 2 | 750 | 992 | 1464 | IN STOCK at EXTERNAL supplier. <br> If ordered before 10AM: <br>DELIVERED next business day (main centres) <br>or 3-5 business days (regional areas or large items)<br> COLLECTION from Geewiz available Same Day (approx 4:30pm) | Miro | 1 | https://miro.co.za/img/p/1/3/0/6/1306.jpg |  | RING-SM-CHARGER Data Sheet
3 | Ring | RING-SP-BLACK | Ring Solar Panel V4-Black | <p><strong>FEATURES</strong></p> <p>Connect Solar Panel to Stick Up Cam to get non-stop power - never need to charge the battery</p> <p><strong>PRODUCT SPECIFICATIONS</strong></p> <table style="width: 520px;"> <tbody> <tr style="height: 45px;"> <td style="height: 45px; width: 167px;">Brand</td> <td style="height: 45px; width: 323px;"> <p class="h1 page-title">RING</p> </td> </tr> <tr style="height: 42px;"> <td style="height: 42px; width: 167px;">Item model number</td> <td style="height: 42px; width: 323px;"> <p>RING-SP-BLACK</p> </td> </tr> <tr style="height: 49px;"> <td style="height: 49px; width: 167px;">Product Type</td> <td style="height: 49px; width: 323px;"> <p>Solar Panel</p> </td> </tr> </tbody> </table> | Connect Solar Panel to Stick Up Cam to get non-stop power - never need to charge the battery | 951 | 1258 | 1935 | IN STOCK at EXTERNAL supplier. <br> If ordered before 10AM: <br>DELIVERED next business day (main centres) <br>or 3-5 business days (regional areas or large items)<br> COLLECTION from Geewiz available Same Day (approx 4:30pm) | Miro | 1 | https://miro.co.za/img/p/1/3/0/9/1309.jpg |  | RING-SP-BLACK Data Sheet
3 | Ring | RING-SP-WHITE | Ring Solar Panel V4-White | <p><strong>FEATURES</strong></p> <p>Connect Solar Panel to Stick Up Cam to get non-stop power - never need to charge the battery</p> <p><strong>PRODUCT SPECIFICATIONS</strong></p> <table style="width: 520px;"> <tbody> <tr style="height: 45px;"> <td style="height: 45px; width: 167px;">Brand</td> <td style="height: 45px; width: 323px;"> <p class="h1 page-title">RING</p> </td> </tr> <tr style="height: 42px;"> <td style="height: 42px; width: 167px;">Item model number</td> <td style="height: 42px; width: 323px;"> <p>RING-SP-WHITE</p> </td> </tr> <tr style="height: 49px;"> <td style="height: 49px; width: 167px;">Product Type</td> <td style="height: 49px; width: 323px;"> <p>Solar Panel</p> </td> </tr> <tr style="height: 49px;"> <td style="height: 49px; width: 167px;">Operating conditions</td> <td style="height: 49px; width: 323px;"> <p>Weather resistant</p> </td> </tr> </tbody> </table> | Connect Solar Panel to Stick Up Cam to get non-stop power - never need to charge the battery | 752 | 995 | 1935 | IN STOCK at EXTERNAL supplier. <br> If ordered before 10AM: <br>DELIVERED next business day (main centres) <br>or 3-5 business days (regional areas or large items)<br> COLLECTION from Geewiz available Same Day (approx 4:30pm) | Miro | 1 | https://miro.co.za/img/p/1/3/1/2/1312.jpg |  | RING-SP-WHITE Data Sheet
3 | Ring | RING-QRB | Ring Quick Release Battery | <p><strong>FEATURES</strong></p> <p>Get a second rechargeable battery pack for your Video Doorbell 3 or Spotlight &amp; Stick-Up Cam Battery</p> <p><strong>PRODUCT SPECIFICATIONS</strong></p> <table style="width: 520px;"> <tbody> <tr style="height: 45px;"> <td style="height: 45px; width: 167px;">Brand</td> <td style="height: 45px; width: 323px;"> <p class="h1 page-title">RING</p> </td> </tr> <tr style="height: 42px;"> <td style="height: 42px; width: 167px;">Item model number</td> <td style="height: 42px; width: 323px;"> <p>RING-QRB</p> </td> </tr> <tr style="height: 49px;"> <td style="height: 49px; width: 167px;">Product Type</td> <td style="height: 49px; width: 323px;"> <p>Battery</p> </td> </tr> <tr style="height: 49px;"> <td style="height: 49px; width: 167px;">Power&nbsp;</td> <td style="height: 49px; width: 323px;"> <p>Lithium Ion Battery&nbsp;</p> </td> </tr> <tr style="height: 49px;"> <td style="height: 49px; width: 167px;">Power Connection&nbsp;</td> <td style="height: 49px; width: 323px;"> <p>Micro USB&nbsp;</p> </td> </tr> </tbody> </table> | Get a second rechargeable battery pack for your Video Doorbell 3 or Spotlight &amp; Stick-Up Cam Battery | 640 | 846 | 1464 | IN STOCK at EXTERNAL supplier. <br> If ordered before 10AM: <br>DELIVERED next business day (main centres) <br>or 3-5 business days (regional areas or large items)<br> COLLECTION from Geewiz available Same Day (approx 4:30pm) | Miro | 1 | https://miro.co.za/img/p/1/2/8/9/1289.jpg |  | RING-QRB Data Sheet
3 | Ring | RING-DVC-SN | Ring Peephole Camera Satin Nikel (Doorview) | <p><strong>FEATURES</strong></p> <p>HD video, two-way talk and motion-activated notifications &ndash; designed for homes with peephole.</p> <p><strong>PRODUCT SPECIFICATIONS</strong></p> <table style="width: 520px;"> <tbody> <tr style="height: 45px;"> <td style="height: 45px; width: 167px;">Brand</td> <td style="height: 45px; width: 323px;"> <p class="h1 page-title">RING</p> </td> </tr> <tr style="height: 42px;"> <td style="height: 42px; width: 167px;">Item model number</td> <td style="height: 42px; width: 323px;"> <p>RING-DVC-SN</p> </td> </tr> <tr style="height: 49px;"> <td style="height: 49px; width: 167px;">Product Type</td> <td style="height: 49px; width: 323px;"> <p>Peephole Camera Satin Nikel</p> </td> </tr> <tr style="height: 49px;"> <td style="height: 49px; width: 167px;">Resolution&nbsp;</td> <td style="height: 49px; width: 323px;"> <p>1920 x 1080&nbsp;</p> </td> </tr> <tr style="height: 49px;"> <td style="height: 49px; width: 167px;">Motion Detection&nbsp;</td> <td style="height: 49px; width: 323px;">Adjustable Motion Detection</td> </tr> <tr style="height: 49px;"> <td style="height: 49px; width: 167px;">Audio&nbsp;</td> <td style="height: 49px; width: 323px;">Two-Way Audio</td> </tr> <tr style="height: 49px;"> <td style="height: 49px; width: 167px;">Noise Cancellation&nbsp;</td> <td style="height: 49px; width: 323px;">Yes&nbsp;</td> </tr> </tbody> </table> | HD video, two-way talk and motion-activated notifications – designed for homes with peephole. | 2310 | 3055 | 1464 | IN STOCK at EXTERNAL supplier. <br> If ordered before 10AM: <br>DELIVERED next business day (main centres) <br>or 3-5 business days (regional areas or large items)<br> COLLECTION from Geewiz available Same Day (approx 4:30pm) | Miro | 1 | https://miro.co.za/img/p/1/2/6/9/1269.jpg |  | RING-DVC-SN Data Sheet
3 | Ring | RING-FC-BLACK | Ring Floodlight Cam - Black | <p><strong>FEATURES</strong></p> <p>Ring Floodlight Cam - Black, Hardwired security camera with ultra-bright LED floodlights and siren, 1080P HD Video, Night Vision, Custom Motion Zones, 270 Degrees Field of View, Two 3000 degree Kelvin floodlights, Remote-activated 110-decibel alarm, 802.11 bigin Wi-Fi connection&nbsp;</p> <p><strong>PRODUCT SPECIFICATIONS</strong></p> <table style="width: 520px;"> <tbody> <tr style="height: 45px;"> <td style="height: 45px; width: 167px;">Brand</td> <td style="height: 45px; width: 323px;"> <p class="h1 page-title">RING</p> </td> </tr> <tr style="height: 42px;"> <td style="height: 42px; width: 167px;">Item model number</td> <td style="height: 42px; width: 323px;"> <p>RING-FC-BLACK</p> </td> </tr> <tr style="height: 49px;"> <td style="height: 49px; width: 167px;">Product Type</td> <td style="height: 49px; width: 323px;"> <p>Floodlight Cam</p> </td> </tr> <tr style="height: 49px;"> <td style="height: 49px; width: 167px;">motion Detection</td> <td style="height: 49px; width: 323px;"> <p>Custom Motion Zones&nbsp;</p> </td> </tr> <tr style="height: 49px;"> <td style="height: 49px; width: 167px;">Field of View&nbsp;</td> <td style="height: 49px; width: 323px;">270 Degrees</td> </tr> <tr style="height: 49px;"> <td style="height: 49px; width: 167px;">Lights&nbsp;</td> <td style="height: 49px; width: 323px;">Two 3000&deg; Kelvin floodlights&nbsp;</td> </tr> <tr style="height: 49px;"> <td style="height: 49px; width: 167px;">Siren</td> <td style="height: 49px; width: 323px;">Remote-activated 110-decibel alarm&nbsp;</td> </tr> <tr style="height: 49px;"> <td style="height: 49px; width: 167px;">Camera Lens&nbsp;</td> <td style="height: 49px; width: 323px;">Adjustable mount with 140&deg; field-of-view </td> </tr> </tbody> </table> | Hardwired security camera with ultra-bright LED floodlights and siren | 3854 | 5097 | 1464 | IN STOCK at EXTERNAL supplier. <br> If ordered before 10AM: <br>DELIVERED next business day (main centres) <br>or 3-5 business days (regional areas or large items)<br> COLLECTION from Geewiz available Same Day (approx 4:30pm) | Miro | 1 | https://miro.co.za/img/p/1/2/7/5/1275.jpg |  | RING-FC-BLACK Data Sheet
3 | Ring | RING-FC-WHITE | Ring Floodlight Cam - White | <p><strong>FEATURES</strong></p> <p>Ring Floodlight Cam - White, Hardwired security camera with ultra-bright LED floodlights and siren, 1080P I-1D Video, Night Vision, Custom Motion Zones, 270 Degrees Field of View, Two 3000 degree Kelvin floodlights, Remote-activated 110-decibel alarm, 802.11 bigin Wi-Fi connection&nbsp;</p> <p><strong>PRODUCT SPECIFICATIONS</strong></p> <table style="width: 520px;"> <tbody> <tr style="height: 45px;"> <td style="height: 45px; width: 167px;">Brand</td> <td style="height: 45px; width: 323px;"> <p class="h1 page-title">RING</p> </td> </tr> <tr style="height: 42px;"> <td style="height: 42px; width: 167px;">Item model number</td> <td style="height: 42px; width: 323px;"> <p>RING-FC-WHITE</p> </td> </tr> <tr style="height: 49px;"> <td style="height: 49px; width: 167px;">Product Type</td> <td style="height: 49px; width: 323px;"> <p>Floodlight Cam</p> </td> </tr> <tr style="height: 49px;"> <td style="height: 49px; width: 167px;">motion Detection</td> <td style="height: 49px; width: 323px;"> <p>Custom Motion Zones&nbsp;</p> </td> </tr> <tr style="height: 49px;"> <td style="height: 49px; width: 167px;">Field of View&nbsp;</td> <td style="height: 49px; width: 323px;">270 Degrees</td> </tr> <tr style="height: 49px;"> <td style="height: 49px; width: 167px;">Lights&nbsp;</td> <td style="height: 49px; width: 323px;">Two 3000&deg; Kelvin floodlights&nbsp;</td> </tr> <tr style="height: 49px;"> <td style="height: 49px; width: 167px;">Siren</td> <td style="height: 49px; width: 323px;">Remote-activated 110-decibel alarm&nbsp;</td> </tr> <tr style="height: 49px;"> <td style="height: 49px; width: 167px;">Camera Lens&nbsp;</td> <td style="height: 49px; width: 323px;">Adjustable mount with 140&deg; field-of-view</td> </tr> </tbody> </table> | Hardwired security camera with ultra-bright LED floodlights and siren | 4005 | 5297 | 1464 | IN STOCK at EXTERNAL supplier. <br> If ordered before 10AM: <br>DELIVERED next business day (main centres) <br>or 3-5 business days (regional areas or large items)<br> COLLECTION from Geewiz available Same Day (approx 4:30pm) | Miro | 1 | https://miro.co.za/img/p/1/2/8/1/1281.jpg |  | RING-FC-WHITE Data Sheet
3 | Ring | RING-INDOOR-CAM | Ring Indoor Camera Hardwired White | <p><strong>FEATURES</strong></p> <p>Ring Indoor Camera Hardwired White</p> <p><strong>PRODUCT SPECIFICATIONS</strong></p> <table style="width: 520px;"> <tbody> <tr style="height: 45px;"> <td style="height: 45px; width: 167px;">Brand</td> <td style="height: 45px; width: 323px;"> <p class="h1 page-title">RING</p> </td> </tr> <tr style="height: 42px;"> <td style="height: 42px; width: 167px;">Item model number</td> <td style="height: 42px; width: 323px;"> <p>RING-INDOOR-CAM</p> </td> </tr> <tr style="height: 49px;"> <td style="height: 49px; width: 167px;">Product Type</td> <td style="height: 49px; width: 323px;"> <p>Indoor Camera Hardwired</p> </td> </tr> </tbody> </table> | HD Video, Two Way Talk, Plug-In Power, Motion Detection, Night Vision | 855 | 1131 | 1464 | IN STOCK at EXTERNAL supplier. <br> If ordered before 10AM: <br>DELIVERED next business day (main centres) <br>or 3-5 business days (regional areas or large items)<br> COLLECTION from Geewiz available Same Day (approx 4:30pm) | Miro | 1 | https://miro.co.za/img/p/1/2/8/7/1287.jpg |  | RING-INDOOR-CAM Data Sheet
3 | Ring | RING-SCB-BLACK | Ring Battery-Powered Spotlight Cam - Black | <p><strong>FEATURES</strong></p> <p>Ring Spotlight Cam Battery - Black, 802.11bigin Wi-Fi connection &copy; 2.4GHz, Two-way audio with noise cancellation, 1080p HD Video, Night Vision, Custom Motion Zones, Remote-activated 110-decibel alarm, 140 degree field-of-view </p> <p><strong>PRODUCT SPECIFICATIONS</strong></p> <table style="width: 520px;"> <tbody> <tr style="height: 45px;"> <td style="height: 45px; width: 164px;">Brand</td> <td style="height: 45px; width: 326px;"> <p class="h1 page-title">RING</p> </td> </tr> <tr style="height: 42px;"> <td style="height: 42px; width: 164px;">Item model number</td> <td style="height: 42px; width: 326px;"> <p>RING-SCB-BLACK</p> </td> </tr> <tr style="height: 49px;"> <td style="height: 49px; width: 164px;">Product Type</td> <td style="height: 49px; width: 326px;"> <p>Battery-Powered Spotlight Cam</p> </td> </tr> <tr style="height: 49px;"> <td style="height: 49px; width: 164px;">Motion Detection&nbsp;</td> <td style="height: 49px; width: 326px;"> <p>Custom Motion Zones&nbsp;</p> </td> </tr> <tr style="height: 49px;"> <td style="height: 49px; width: 164px;">Siren&nbsp;</td> <td style="height: 49px; width: 326px;">Remote-activated 110-decibel alarm&nbsp;</td> </tr> <tr style="height: 49px;"> <td style="height: 49px; width: 164px;">Camera Lens&nbsp;</td> <td style="height: 49px; width: 326px;">140&deg; field-of-view </td> </tr> <tr style="height: 49px;"> <td style="height: 49px; width: 164px;">Power</td> <td style="height: 49px; width: 326px;">AC Adapter</td> </tr> </tbody> </table> | Battery-powered security camera with LED spotlights and siren. Includes battery pack. | 2811 | 3718 | 1464 | IN STOCK at EXTERNAL supplier. <br> If ordered before 10AM: <br>DELIVERED next business day (main centres) <br>or 3-5 business days (regional areas or large items)<br> COLLECTION from Geewiz available Same Day (approx 4:30pm) | Miro | 1 | https://miro.co.za/img/p/1/2/9/4/1294.jpg |  | RING-SCB-BLACK Data Sheet
3 | Ring | RING-SUB-BLACK | Ring Stick Up Camera Battery Black | <p><strong>FEATURES</strong></p> <p>Battery-powered indoor/outdoor HD camera with two-way talk, night vision.</p> <p><strong>PRODUCT SPECIFICATIONS</strong></p> <table style="width: 520px;"> <tbody> <tr style="height: 45px;"> <td style="height: 45px; width: 164px;">Brand</td> <td style="height: 45px; width: 326px;"> <p class="h1 page-title">RING</p> </td> </tr> <tr style="height: 42px;"> <td style="height: 42px; width: 164px;">Item model number</td> <td style="height: 42px; width: 326px;"> <p>RING-SUB-BLACK</p> </td> </tr> <tr style="height: 49px;"> <td style="height: 49px; width: 164px;">Product Type</td> <td style="height: 49px; width: 326px;"> <p>Stick Up Camera Battery</p> </td> </tr> <tr style="height: 49px;"> <td style="height: 49px; width: 164px;">Video</td> <td style="height: 49px; width: 326px;"> <p>1080p ND, Live View, Night Vision&nbsp;</p> </td> </tr> <tr style="height: 49px;"> <td style="height: 49px; width: 164px;">Motion Detection</td> <td style="height: 49px; width: 326px;">Adjustable Motion Detection&nbsp;</td> </tr> <tr style="height: 49px;"> <td style="height: 49px; width: 164px;">Field of View</td> <td style="height: 49px; width: 326px;">130&deg;diagonal, 1100 horizontal, 57&deg; vertical&nbsp;</td> </tr> <tr style="height: 49px;"> <td style="height: 49px; width: 164px;">Audio&nbsp;</td> <td style="height: 49px; width: 326px;">Two way audio with noise cancellation&nbsp;</td> </tr> </tbody> </table> | Battery-powered indoor/outdoor HD camera with two-way talk, night vision. | 2395 | 3167 | 1464 | IN STOCK at EXTERNAL supplier. <br> If ordered before 10AM: <br>DELIVERED next business day (main centres) <br>or 3-5 business days (regional areas or large items)<br> COLLECTION from Geewiz available Same Day (approx 4:30pm) | Miro | 1 | https://miro.co.za/img/p/1/3/1/5/1315.jpg |  | RING-SUB-BLACK Data Sheet
3 | Ring | RING-SCB-WHITE | Ring Battery-Powered Spotlight Cam - White | <p><strong>FEATURES</strong></p> <p>Ring Spotlight Cam Battery - White, 8021113/gin Wi-Fi connection &copy; 2.4GHz, Two-way audio with noise cancellation, 1080p HD Video, Night Vision, Custom Motion Zones, Remote-activated 110-decibel alarm, 140 degree field-of-view&nbsp;</p> <p><strong>PRODUCT SPECIFICATIONS</strong></p> <table style="width: 520px;"> <tbody> <tr style="height: 45px;"> <td style="height: 45px; width: 164px;">Brand</td> <td style="height: 45px; width: 326px;"> <p class="h1 page-title">RING</p> </td> </tr> <tr style="height: 42px;"> <td style="height: 42px; width: 164px;">Item model number</td> <td style="height: 42px; width: 326px;"> <p>RING-SCB-WHITE</p> </td> </tr> <tr style="height: 49px;"> <td style="height: 49px; width: 164px;">Product Type</td> <td style="height: 49px; width: 326px;"> <p>Battery-Powered Spotlight Cam</p> </td> </tr> <tr style="height: 49px;"> <td style="height: 49px; width: 164px;">Motion Detection&nbsp;</td> <td style="height: 49px; width: 326px;"> <p>Custom Motion Zones&nbsp;</p> </td> </tr> <tr style="height: 49px;"> <td style="height: 49px; width: 164px;">Siren&nbsp;</td> <td style="height: 49px; width: 326px;">Remote-activated 110-decibel alarm&nbsp;</td> </tr> <tr style="height: 49px;"> <td style="height: 49px; width: 164px;">Camera Lens&nbsp;</td> <td style="height: 49px; width: 326px;">140&deg; field-of-view</td> </tr> <tr style="height: 49px;"> <td style="height: 49px; width: 164px;">Power</td> <td style="height: 49px; width: 326px;">AC Adapter</td> </tr> </tbody> </table> | Battery-powered security camera with LED spotlights and siren. Includes battery pack. | 2959 | 3913 | 1464 | IN STOCK at EXTERNAL supplier. <br> If ordered before 10AM: <br>DELIVERED next business day (main centres) <br>or 3-5 business days (regional areas or large items)<br> COLLECTION from Geewiz available Same Day (approx 4:30pm) | Miro | 1 | https://miro.co.za/img/p/1/2/9/9/1299.jpg |  | RING-SCB-WHITE Data Sheet
3 | Ring | RING-SCH-BLACK | Ring Hardwired Spotlight Cam - Black | <p><strong>FEATURES</strong></p> <p>Plug-in security camera with LED spotlights and siren</p> <p><strong>PRODUCT SPECIFICATIONS</strong></p> <table style="width: 520px;"> <tbody> <tr style="height: 45px;"> <td style="height: 45px; width: 164px;">Brand</td> <td style="height: 45px; width: 326px;"> <p class="h1 page-title">RING</p> </td> </tr> <tr style="height: 42px;"> <td style="height: 42px; width: 164px;">Item model number</td> <td style="height: 42px; width: 326px;"> <p>RING-SCH-BLACK</p> </td> </tr> <tr style="height: 49px;"> <td style="height: 49px; width: 164px;">Product Type</td> <td style="height: 49px; width: 326px;"> <p>Hardwired Spotlight Cam</p> </td> </tr> <tr style="height: 49px;"> <td style="height: 49px; width: 164px;">Motion Detection&nbsp;</td> <td style="height: 49px; width: 326px;"> <p>Custom Motion Zones&nbsp;</p> </td> </tr> <tr style="height: 49px;"> <td style="height: 49px; width: 164px;">Siren&nbsp;</td> <td style="height: 49px; width: 326px;">Remote-activated 110-decibel alarm&nbsp;</td> </tr> <tr style="height: 49px;"> <td style="height: 49px; width: 164px;">Camera Lens&nbsp;</td> <td style="height: 49px; width: 326px;">140&deg; field-of-view</td> </tr> <tr style="height: 49px;"> <td style="height: 49px; width: 164px;">Power</td> <td style="height: 49px; width: 326px;">AC Adapter</td> </tr> </tbody> </table> | Plug-in security camera with LED spotlights and siren | 2923 | 3866 | 1464 | IN STOCK at EXTERNAL supplier. <br> If ordered before 10AM: <br>DELIVERED next business day (main centres) <br>or 3-5 business days (regional areas or large items)<br> COLLECTION from Geewiz available Same Day (approx 4:30pm) | Miro | 1 | https://miro.co.za/img/p/1/3/0/3/1303.jpg |  | RING-SCH-BLACK Data Sheet
3 | Ring | RING-SCH-WHITE | Ring Hardwired Spotlight Cam - White | <p><strong>FEATURES</strong></p> <p>Plug-in security camera with LED spotlights and siren</p> <p><strong>PRODUCT SPECIFICATIONS</strong></p> <table style="width: 520px;"> <tbody> <tr style="height: 45px;"> <td style="height: 45px; width: 164px;">Brand</td> <td style="height: 45px; width: 326px;"> <p class="h1 page-title">RING</p> </td> </tr> <tr style="height: 42px;"> <td style="height: 42px; width: 164px;">Item model number</td> <td style="height: 42px; width: 326px;"> <p>RING-SCH-WHITE</p> </td> </tr> <tr style="height: 49px;"> <td style="height: 49px; width: 164px;">Product Type</td> <td style="height: 49px; width: 326px;"> <p>Hardwired Spotlight Cam</p> </td> </tr> <tr style="height: 49px;"> <td style="height: 49px; width: 164px;">Motion Detection&nbsp;</td> <td style="height: 49px; width: 326px;"> <p>Custom Motion Zones&nbsp;</p> </td> </tr> <tr style="height: 49px;"> <td style="height: 49px; width: 164px;">Siren&nbsp;</td> <td style="height: 49px; width: 326px;">Remote-activated 110-decibel alarm&nbsp;</td> </tr> <tr style="height: 49px;"> <td style="height: 49px; width: 164px;">Camera Lens&nbsp;</td> <td style="height: 49px; width: 326px;">140&deg; field-of-view</td> </tr> <tr style="height: 49px;"> <td style="height: 49px; width: 164px;">Power</td> <td style="height: 49px; width: 326px;">AC Adapter</td> </tr> </tbody> </table> | Plug-in security camera with LED spotlights and siren | 2959 | 3913 | 1464 | IN STOCK at EXTERNAL supplier. <br> If ordered before 10AM: <br>DELIVERED next business day (main centres) <br>or 3-5 business days (regional areas or large items)<br> COLLECTION from Geewiz available Same Day (approx 4:30pm) | Miro | 1 | https://miro.co.za/img/p/1/3/0/4/1304.jpg |  | RING-SCH-WHITE Data Sheet
3 | Ring | RING-SUB-WHITE-GEN-3 | Ring Stick Up Camera Battery White - GEN 3 | <p><strong>FEATURES</strong></p> <p>Ring Stick Up 1080p HD camera White - Gen 3 with battery &amp; WiFi, Battery-powered indoor/outdoor HD camera with two-way audio, Night Vision, Motion detection, 8SC1S9-WENO, 802.11 b/g/n Wi-Fi connection, Quick-release battery pack&nbsp;</p> <p><strong>PRODUCT SPECIFICATIONS</strong></p> <table style="width: 520px;"> <tbody> <tr style="height: 45px;"> <td style="height: 45px; width: 164px;">Brand</td> <td style="height: 45px; width: 326px;"> <p class="h1 page-title">RING</p> </td> </tr> <tr style="height: 42px;"> <td style="height: 42px; width: 164px;">Item model number</td> <td style="height: 42px; width: 326px;"> <p>RING-SUB-WHITE-GEN-3</p> </td> </tr> <tr style="height: 49px;"> <td style="height: 49px; width: 164px;">Product Type</td> <td style="height: 49px; width: 326px;"> <p>Stick Up Camera Battery</p> </td> </tr> <tr style="height: 49px;"> <td style="height: 49px; width: 164px;">Video</td> <td style="height: 49px; width: 326px;"> <p>1080p ND, Live View, Night Vision&nbsp;</p> </td> </tr> <tr style="height: 49px;"> <td style="height: 49px; width: 164px;">Motion Detection</td> <td style="height: 49px; width: 326px;">Adjustable Motion Detection&nbsp;</td> </tr> <tr style="height: 49px;"> <td style="height: 49px; width: 164px;">Field of View</td> <td style="height: 49px; width: 326px;">130&deg;diagonal, 1100 horizontal, 57&deg; vertical&nbsp;</td> </tr> <tr style="height: 49px;"> <td style="height: 49px; width: 164px;">Audio&nbsp;</td> <td style="height: 49px; width: 326px;">Two way audio with noise cancellation&nbsp;</td> </tr> </tbody> </table> | Battery-powered indoor/outdoor HD camera with two-way talk, night vision. Includes battery pack. | 1553 | 2054 | 1464 | IN STOCK at EXTERNAL supplier. <br> If ordered before 10AM: <br>DELIVERED next business day (main centres) <br>or 3-5 business days (regional areas or large items)<br> COLLECTION from Geewiz available Same Day (approx 4:30pm) | Miro | 1 | https://miro.co.za/img/p/1/3/1/7/1317.jpg |  | RING-SUB-WHITE-GEN-3 Data Sheet
3 | Uniview | UN-HD-ST2000VX003 | UNV - Seagate Skyhawk 2TB Surveillance Hard Drive | <p><strong>FEATURES</strong></p> <p>&bull; The industry&rsquo;s first surveillance-optimised hard drive platform with capacities up to 6TB improves video streaming, drive performance and data integrity in surveillance applications.</p> <p>&bull; Seventh-generation Seagate surveillance drive is tuned for high write-cycle workloads typical in video surveillance storage systems.</p> <p>&bull; The Surveillance HDD supports higher-resolution cameras and up to 16 drives per system, with up to 32 cameras per drive.</p> <p>&bull; Reliably performs in multi-drive systems with RAID support from RV sensors.</p> <p>&bull; 24&times;7 operational capabilities while maintaining high MTBF of 1M hours.</p> <p><strong>PRODUCT SPECIFICATIONS</strong></p> <table style="width: 520px;"> <tbody> <tr style="height: 45px;"> <td style="height: 45px; width: 164px;">Brand</td> <td style="height: 45px; width: 326px;"> <p class="h1 page-title">Uniview</p> </td> </tr> <tr style="height: 42px;"> <td style="height: 42px; width: 164px;">Item model number</td> <td style="height: 42px; width: 326px;"> <p>UN-HD-ST2000VX003</p> </td> </tr> <tr style="height: 49px;"> <td style="height: 49px; width: 164px;">Product Type</td> <td style="height: 49px; width: 326px;"> <p>Hard Drive</p> </td> </tr> <tr style="height: 49px;"> <td style="height: 49px; width: 164px;">Interface</td> <td style="height: 49px; width: 326px;"> <p>SATA 6Gb/s</p> </td> </tr> <tr style="height: 49px;"> <td style="height: 49px; width: 164px;">Cache, MB</td> <td style="height: 49px; width: 326px;">64</td> </tr> <tr style="height: 49px;"> <td style="height: 49px; width: 164px;">Bytes per Sector</td> <td style="height: 49px; width: 326px;">4,096</td> </tr> <tr style="height: 49px;"> <td style="height: 49px; width: 164px;">Drive Bays Supported</td> <td style="height: 49px; width: 326px;">1 to 8</td> </tr> <tr style="height: 49px;"> <td style="height: 49px; width: 164px;">Cameras Supported</td> <td style="height: 49px; width: 326px;">up to 32</td> </tr> <tr style="height: 49px;"> <td style="height: 49px; width: 164px;">Max Sustained Data Rate, OD Read (MB/s)</td> <td style="height: 49px; width: 326px;">180</td> </tr> </tbody> </table> | Optimised for 24/7 Video Surveillance | 1153 | 1525 | 311 | IN STOCK at EXTERNAL supplier. <br> If ordered before 10AM: <br>DELIVERED next business day (main centres) <br>or 3-5 business days (regional areas or large items)<br> COLLECTION from Geewiz available Same Day (approx 4:30pm) | Miro | 1 | https://miro.co.za/img/p/2/2/3/4/2234.jpg | https://miro.co.za/index.php?controller=attachment&id_attachment=3212 | UN-HD-ST2000VX003 Data Sheet
3 | Ring | RING-SUH-WHITE-GEN-3 | Ring Stick Up Camera Hardwired White- GEN 3 | <p><strong>FEATURES</strong></p> <p>Power through plug-in and Connectivity via Wi-Fi.</p> <p><strong>PRODUCT SPECIFICATIONS</strong></p> <table style="width: 520px;"> <tbody> <tr style="height: 45px;"> <td style="height: 45px; width: 164px;">Brand</td> <td style="height: 45px; width: 326px;"> <p class="h1 page-title">RING</p> </td> </tr> <tr style="height: 42px;"> <td style="height: 42px; width: 164px;">Item model number</td> <td style="height: 42px; width: 326px;"> <p>RING-SUH-WHITE-GEN-3</p> </td> </tr> <tr style="height: 49px;"> <td style="height: 49px; width: 164px;">Product Type</td> <td style="height: 49px; width: 326px;"> <p>Stick Up Camera Hardwired</p> </td> </tr> <tr style="height: 49px;"> <td style="height: 49px; width: 164px;">Video</td> <td style="height: 49px; width: 326px;"> <p>1080p ND, Live View, Night Vision&nbsp;</p> </td> </tr> <tr style="height: 49px;"> <td style="height: 49px; width: 164px;">Motion Detection</td> <td style="height: 49px; width: 326px;">Adjustable Motion Detection&nbsp;</td> </tr> <tr style="height: 49px;"> <td style="height: 49px; width: 164px;">Field of View</td> <td style="height: 49px; width: 326px;">130&deg;diagonal, 110 Degree horizontal, 57&deg; vertical&nbsp;</td> </tr> <tr style="height: 49px;"> <td style="height: 49px; width: 164px;">Audio&nbsp;</td> <td style="height: 49px; width: 326px;">Two way audio with noise cancellation&nbsp;</td> </tr> </tbody> </table> | Power through plug-in and Connectivity via Wi-Fi. | 1577 | 2086 | 1464 | IN STOCK at EXTERNAL supplier. <br> If ordered before 10AM: <br>DELIVERED next business day (main centres) <br>or 3-5 business days (regional areas or large items)<br> COLLECTION from Geewiz available Same Day (approx 4:30pm) | Miro | 1 | https://miro.co.za/img/p/1/3/2/0/1320.jpg |  | RING-SUH-WHITE-GEN-3 Data Sheet
3 | Ring | RING-VDB-ELITE | Ring Video Doorbell Elite | <p><strong>FEATURES</strong></p> <p>Professional-grade doorbell with PoE and flush-mounted install.</p> <p><strong>PRODUCT SPECIFICATIONS</strong></p> <table style="width: 520px;"> <tbody> <tr style="height: 45px;"> <td style="height: 45px; width: 164px;">Brand</td> <td style="height: 45px; width: 326px;"> <p class="h1 page-title">RING</p> </td> </tr> <tr style="height: 42px;"> <td style="height: 42px; width: 164px;">Item model number</td> <td style="height: 42px; width: 326px;"> <p>RING-VDB-ELITE</p> </td> </tr> <tr style="height: 49px;"> <td style="height: 49px; width: 164px;">Product Type</td> <td style="height: 49px; width: 326px;"> <p>Doorbell</p> </td> </tr> <tr style="height: 49px;"> <td style="height: 49px; width: 164px;">Video</td> <td style="height: 49px; width: 326px;"> <p>1080HD, Live View, Night Vision&nbsp;</p> </td> </tr> <tr style="height: 49px;"> <td style="height: 49px; width: 164px;">Motion Detection</td> <td style="height: 49px; width: 326px;">Custom Motion Zones</td> </tr> <tr style="height: 49px;"> <td style="height: 49px; width: 164px;">Field of View</td> <td style="height: 49px; width: 326px;">160 Degree horizontal, 90&deg; vertical&nbsp;</td> </tr> <tr style="height: 49px;"> <td style="height: 49px; width: 164px;">Audio&nbsp;</td> <td style="height: 49px; width: 326px;">Two way audio with noise cancellation&nbsp;</td> </tr> </tbody> </table> | Professional-grade doorbell with PoE and flush-mounted install. | 6787 | 8976 | 1464 | IN STOCK at EXTERNAL supplier. <br> If ordered before 10AM: <br>DELIVERED next business day (main centres) <br>or 3-5 business days (regional areas or large items)<br> COLLECTION from Geewiz available Same Day (approx 4:30pm) | Miro | 1 | https://miro.co.za/img/p/1/3/2/6/1326.jpg |  | RING-VDB-ELITE Data Sheet
3 | Ring | RING-VDB-SN | Ring Video Doorbell - Satin Nickel | <p><strong>FEATURES</strong></p> <p>1080P HD, Battery/Hardwired Power, Two-way Talk, Night Vision, 180 Degree View</p> <p><strong>PRODUCT SPECIFICATIONS</strong></p> <table style="width: 520px;"> <tbody> <tr style="height: 45px;"> <td style="height: 45px; width: 164px;">Brand</td> <td style="height: 45px; width: 326px;"> <p class="h1 page-title">RING</p> </td> </tr> <tr style="height: 42px;"> <td style="height: 42px; width: 164px;">Item model number</td> <td style="height: 42px; width: 326px;"> <p>RING-VDB-SN</p> </td> </tr> <tr style="height: 49px;"> <td style="height: 49px; width: 164px;">Product Type</td> <td style="height: 49px; width: 326px;"> <p>Doorbell</p> </td> </tr> <tr style="height: 49px;"> <td style="height: 49px; width: 164px;">Video</td> <td style="height: 49px; width: 326px;"> <p>720P HD Night Vision&nbsp;</p> </td> </tr> <tr style="height: 49px;"> <td style="height: 49px; width: 164px;">Motion Detection</td> <td style="height: 49px; width: 326px;">Adjustable Motion Sensors</td> </tr> <tr style="height: 49px;"> <td style="height: 49px; width: 164px;">Field of View</td> <td style="height: 49px; width: 326px;">180 Degrees</td> </tr> <tr style="height: 49px;"> <td style="height: 49px; width: 164px;">Audio&nbsp;</td> <td style="height: 49px; width: 326px;">Two way audio with noise cancellation&nbsp;</td> </tr> </tbody> </table> | 720p HD, Battery/Hardwired Power, Two-way Talk, Night Vision, 180 Degree View | 1558 | 2060 | 1464 | IN STOCK at EXTERNAL supplier. <br> If ordered before 10AM: <br>DELIVERED next business day (main centres) <br>or 3-5 business days (regional areas or large items)<br> COLLECTION from Geewiz available Same Day (approx 4:30pm) | Miro | 1 | https://miro.co.za/img/p/1/3/2/9/1329.jpg |  | RING-VDB-SN Data Sheet
3 | Uniview | UN-HD-ST4000VX007 | UNV - Seagate SkyHawk 4TB Surveillance Hard Drive | <p><strong>FEATURES</strong></p> <p>ImagePerfect firmware is designed to ensure seamless video footage capture in 24&times;7 surveillance workloads that record video from 64 HD cameras.</p> <p>SkyHawk Health Management actively helps protect your surveillance storage by focusing on prevention, intervention and recovery options. 2</p> <p>Up to 10TB or over 2000 hours of HD video storage support an increased number of HD cameras and allows longer data retention periods.</p> <p>Lower power consumption means a reduction in heat emissions, which improves reliability in surveillance solutions. Tarnish-resistant components help protect drive from environmental elements, increasing field reliability.</p> <p><strong>PRODUCT SPECIFICATIONS</strong></p> <table style="width: 520px;"> <tbody> <tr style="height: 45px;"> <td style="height: 45px; width: 164px;">Brand</td> <td style="height: 45px; width: 326px;"> <p class="h1 page-title">Uniview</p> </td> </tr> <tr style="height: 42px;"> <td style="height: 42px; width: 164px;">Item model number</td> <td style="height: 42px; width: 326px;"> <p>UN-HD-ST4000VX007</p> </td> </tr> <tr style="height: 49px;"> <td style="height: 49px; width: 164px;">Product Type</td> <td style="height: 49px; width: 326px;"> <p>Hard Drive</p> </td> </tr> <tr style="height: 49px;"> <td style="height: 49px; width: 164px;">Interface</td> <td style="height: 49px; width: 326px;"> <p>SATA 6Gb/s</p> </td> </tr> <tr style="height: 49px;"> <td style="height: 49px; width: 164px;">Cache, MB</td> <td style="height: 49px; width: 326px;">64</td> </tr> <tr style="height: 49px;"> <td style="height: 49px; width: 164px;">Startup Current, Typical (12V, A)</td> <td style="height: 49px; width: 326px;">1.8</td> </tr> <tr style="height: 49px;"> <td style="height: 49px; width: 164px;">Drive Bays Supported</td> <td style="height: 49px; width: 326px;">8+</td> </tr> <tr style="height: 49px;"> <td style="height: 49px; width: 164px;">Cameras Supported</td> <td style="height: 49px; width: 326px;">Up to 64</td> </tr> <tr style="height: 49px;"> <td style="height: 49px; width: 164px;">Max Sustained Data Rate, OD Read (MB/s)</td> <td style="height: 49px; width: 326px;">190MB/s</td> </tr> </tbody> </table> | Optimised for 24/7 Video Surveillance | 1907 | 2522 | 311 | IN STOCK at EXTERNAL supplier. <br> If ordered before 10AM: <br>DELIVERED next business day (main centres) <br>or 3-5 business days (regional areas or large items)<br> COLLECTION from Geewiz available Same Day (approx 4:30pm) | Miro | 1 | https://miro.co.za/img/p/2/2/3/7/2237.jpg | https://miro.co.za/index.php?controller=attachment&id_attachment=3213 | UN-HD-ST4000VX007 Data Sheet
3 | Uniview | UN-HD-ST6000VX0003 | UNV - Seagate SkyHawk 6TB Surveillance Hard Drive | <p><strong>FEATURES</strong></p> <p>ImagePerfect firmware is designed to ensure seamless video footage capture in 24&times;7 surveillance workloads that record video from 64 HD cameras.</p> <p>SkyHawk Health Management actively helps protect your surveillance storage by focusing on prevention, intervention and recovery options. 2</p> <p>Up to 10TB or over 2000 hours of HD video storage support an increased number of HD cameras and allows longer data retention periods.</p> <p>Lower power consumption means a reduction in heat emissions, which improves reliability in surveillance solutions. Tarnish-resistant components help protect drive from environmental elements, increasing field reliability.</p> <p><strong>PRODUCT SPECIFICATIONS</strong></p> <table style="width: 520px;"> <tbody> <tr style="height: 45px;"> <td style="height: 45px; width: 164px;">Brand</td> <td style="height: 45px; width: 326px;"> <p class="h1 page-title">Uniview</p> </td> </tr> <tr style="height: 42px;"> <td style="height: 42px; width: 164px;">Item model number</td> <td style="height: 42px; width: 326px;"> <p>UN-HD-ST6000VX0003</p> </td> </tr> <tr style="height: 49px;"> <td style="height: 49px; width: 164px;">Product Type</td> <td style="height: 49px; width: 326px;"> <p>Hard Drive</p> </td> </tr> <tr style="height: 49px;"> <td style="height: 49px; width: 164px;">Interface</td> <td style="height: 49px; width: 326px;"> <p>SATA 6Gb/s</p> </td> </tr> <tr style="height: 49px;"> <td style="height: 49px; width: 164px;">Cache, MB</td> <td style="height: 49px; width: 326px;">256</td> </tr> <tr style="height: 49px;"> <td style="height: 49px; width: 164px;">Startup Current, Typical (12V, A)</td> <td style="height: 49px; width: 326px;">2</td> </tr> <tr style="height: 49px;"> <td style="height: 49px; width: 164px;">Drive Bays Supported</td> <td style="height: 49px; width: 326px;">8+</td> </tr> <tr style="height: 49px;"> <td style="height: 49px; width: 164px;">Cameras Supported</td> <td style="height: 49px; width: 326px;">Up to 64</td> </tr> <tr style="height: 49px;"> <td style="height: 49px; width: 164px;">Max Sustained Data Rate, OD Read (MB/s)</td> <td style="height: 49px; width: 326px;">195MB/s</td> </tr> </tbody> </table> | Optimised for 24/7 Video Surveillance | 2960 | 3915 | 311 | IN STOCK at EXTERNAL supplier. <br> If ordered before 10AM: <br>DELIVERED next business day (main centres) <br>or 3-5 business days (regional areas or large items)<br> COLLECTION from Geewiz available Same Day (approx 4:30pm) | Miro | 1 | https://miro.co.za/img/p/2/2/4/0/2240.jpg | https://miro.co.za/index.php?controller=attachment&id_attachment=3214 | UN-HD-ST6000VX0003 Data Sheet
3 | Uniview | UN-HD-ST8000VX0002 | UNV - Seagate SkyHawk 8TB Surveillance Hard Drive | <p><strong>FEATURES</strong></p> <p>ImagePerfect firmware is designed to ensure seamless video footage capture in 24&times;7 surveillance workloads that record video from 64 HD cameras.</p> <p>SkyHawk Health Management actively helps protect your surveillance storage by focusing on prevention, intervention and recovery options. 2</p> <p>Up to 10TB or over 2000 hours of HD video storage support an increased number of HD cameras and allows longer data retention periods.</p> <p>Lower power consumption means a reduction in heat emissions, which improves reliability in surveillance solutions. Tarnish-resistant components help protect drive from environmental elements, increasing field reliability.</p> <p><strong>PRODUCT SPECIFICATIONS</strong></p> <table style="width: 520px;"> <tbody> <tr style="height: 45px;"> <td style="height: 45px; width: 164px;">Brand</td> <td style="height: 45px; width: 326px;"> <p class="h1 page-title">Uniview</p> </td> </tr> <tr style="height: 42px;"> <td style="height: 42px; width: 164px;">Item model number</td> <td style="height: 42px; width: 326px;"> <p>UN-HD-ST8000VX0002</p> </td> </tr> <tr style="height: 49px;"> <td style="height: 49px; width: 164px;">Product Type</td> <td style="height: 49px; width: 326px;"> <p>Hard Drive</p> </td> </tr> <tr style="height: 49px;"> <td style="height: 49px; width: 164px;">Interface</td> <td style="height: 49px; width: 326px;"> <p>SATA 6Gb/s</p> </td> </tr> <tr style="height: 49px;"> <td style="height: 49px; width: 164px;">Cache, MB</td> <td style="height: 49px; width: 326px;">256</td> </tr> <tr style="height: 49px;"> <td style="height: 49px; width: 164px;">Startup Current, Typical (12V, A)</td> <td style="height: 49px; width: 326px;">2</td> </tr> <tr style="height: 49px;"> <td style="height: 49px; width: 164px;">Drive Bays Supported</td> <td style="height: 49px; width: 326px;">8+</td> </tr> <tr style="height: 49px;"> <td style="height: 49px; width: 164px;">Cameras Supported</td> <td style="height: 49px; width: 326px;">Up to 64</td> </tr> <tr style="height: 49px;"> <td style="height: 49px; width: 164px;">Max Sustained Data Rate, OD Read (MB/s)</td> <td style="height: 49px; width: 326px;">210MB/s</td> </tr> </tbody> </table> | Optimised for 24/7 Video Surveillance | 4603 | 6087 | 311 | IN STOCK at EXTERNAL supplier. <br> If ordered before 10AM: <br>DELIVERED next business day (main centres) <br>or 3-5 business days (regional areas or large items)<br> COLLECTION from Geewiz available Same Day (approx 4:30pm) | Miro | 1 | https://miro.co.za/img/p/2/2/4/3/2243.jpg | https://miro.co.za/index.php?controller=attachment&id_attachment=3215 | UN-HD-ST8000VX0002 Data Sheet
3 | Uniview | UN-NSW2010-10T-POE | UNV - 10 Port PoE Switch, supports EXTEND Mode (120W)l 8-port, 2 Uplink port PoE Switch | <p><strong>FEATURES</strong></p> <p>NSW2010-10T-POE-IN is Fast uplink Switch which provides you with a high-performance, low-cost, easy-to-use, seamless and standard upgrade to boost your old network to 100Mbps. Increase the speed of your network server and backbone connections, making Gigabit connection to a server or uplink a network necessarily. Its PoE ports can automatically detect and supply power with those IEEE 802.3af/at compliant Powered Devices (PD). The electrical power is transmitted along with data in one single cable allowing you to expand your network where there are no power lines or outlets, where you wish to fix devices such as AP, IP Cameras or IP Phones, etc.</p> <p><strong>PRODUCT SPECIFICATIONS</strong></p> <table style="width: 520px;"> <tbody> <tr style="height: 45px;"> <td style="height: 45px; width: 164px;">Brand</td> <td style="height: 45px; width: 326px;"> <p class="h1 page-title">Uniview</p> </td> </tr> <tr style="height: 42px;"> <td style="height: 42px; width: 164px;">Item model number</td> <td style="height: 42px; width: 326px;"> <p>UN-NSW2010-10T-POE</p> </td> </tr> <tr style="height: 49px;"> <td style="height: 49px; width: 164px;">Product Type</td> <td style="height: 49px; width: 326px;"> <p>PoE Switch</p> </td> </tr> <tr style="height: 49px;"> <td style="height: 49px; width: 164px;">Ports</td> <td style="height: 49px; width: 326px;"> <p>10&times;100Mbps network ports (RJ45), including 8 PoE ports</p> </td> </tr> <tr style="height: 49px;"> <td style="height: 49px; width: 164px;">Switching capacity</td> <td style="height: 49px; width: 326px;">2Gbps</td> </tr> <tr style="height: 49px;"> <td style="height: 49px; width: 164px;">Forwarding performance</td> <td style="height: 49px; width: 326px;">1.49Mpps</td> </tr> <tr style="height: 49px;"> <td style="height: 49px; width: 164px;">Packet Buffer</td> <td style="height: 49px; width: 326px;">2Mbit</td> </tr> <tr style="height: 49px;"> <td style="height: 49px; width: 164px;">MAC</td> <td style="height: 49px; width: 326px;">8K</td> </tr> <tr style="height: 49px;"> <td style="height: 49px; width: 164px;">Power supply</td> <td style="height: 49px; width: 326px;">AC: 100-240V, 50/60Hz</td> </tr> <tr style="height: 49px;"> <td style="height: 49px; width: 164px;">Max. PoE Powe</td> <td style="height: 49px; width: 326px;"> <p>Max capacity: 120W</p> <p>Max capacity for single port: 30W</p> </td> </tr> </tbody> </table> | 10 x 10/100 Ethernet Ports, Data transmission up to 250m in EXTEND Mode | 1042 | 1378 | 1064 | IN STOCK at EXTERNAL supplier. <br> If ordered before 10AM: <br>DELIVERED next business day (main centres) <br>or 3-5 business days (regional areas or large items)<br> COLLECTION from Geewiz available Same Day (approx 4:30pm) | Miro | 1 | https://miro.co.za/img/p/2/5/1/4/2514.jpg | https://miro.co.za/index.php?controller=attachment&id_attachment=3307 | UN-NSW2010-10T-POE Data Sheet
3 | Uniview | UN-NSW2010-6T-POE-IN | UNV - 4-Port PoE Switch, Supports Up to 250m transmission | <p><strong>FEATURES</strong></p> <p>NSW2010-6T-POE-IN provides the seamless network connection. The PoE ports (Port1~4) can automatically detect and supply power with those IEEE 802.3 af/at compliant Powered Devices (PD). The electrical power is transmitted along with data in one single cable allowing you to expand your network where there are no power lines or outlets, where you wish to fix devices such as AP, IP Cameras or IP Phones, etc. It is easy to install and don&rsquo;t need to configuration. With outstanding performance and quality, the 6-port 10/100Mbps desktop PoE switch is an ideal choice for expanding your home or office network.</p> <p><strong>PRODUCT SPECIFICATIONS</strong></p> <table style="width: 600px;"> <tbody> <tr style="height: 45px;"> <td style="height: 45px; width: 245px;">Brand</td> <td style="height: 45px; width: 325px;"> <p class="h1 page-title">Uniview</p> </td> </tr> <tr style="height: 42px;"> <td style="height: 42px; width: 245px;">Item model number</td> <td style="height: 42px; width: 325px;"> <p>UN-NSW2010-6T-POE-IN</p> </td> </tr> <tr style="height: 49px;"> <td style="height: 49px; width: 245px;">Product Type</td> <td style="height: 49px; width: 325px;"> <p>PoE Switch</p> </td> </tr> <tr style="height: 49px;"> <td style="height: 49px; width: 245px;">Standards</td> <td style="height: 49px; width: 325px;"> <p>IEEE802.3,IEEE802.3u,IEEE802.3az,IEEE802.3x,IEEE802.3af,IEEE802.3at</p> </td> </tr> <tr style="height: 49px;"> <td style="height: 49px; width: 245px;">Switching capacity</td> <td style="height: 49px; width: 325px;">1.2Gbps</td> </tr> <tr style="height: 49px;"> <td style="height: 49px; width: 245px;">Forwarding performance</td> <td style="height: 49px; width: 325px;">0.90Mpps</td> </tr> <tr style="height: 49px;"> <td style="height: 49px; width: 245px;">Packet Buffer</td> <td style="height: 49px; width: 325px;">768Kbit</td> </tr> <tr style="height: 49px;"> <td style="height: 49px; width: 245px;">MAC</td> <td style="height: 49px; width: 325px;">2K</td> </tr> <tr style="height: 49px;"> <td style="height: 49px; width: 245px;">Power supply</td> <td style="height: 49px; width: 325px;">AC: 100-240V, 50/60Hz</td> </tr> <tr style="height: 49px;"> <td style="height: 49px; width: 245px;">Max. PoE Powe</td> <td style="height: 49px; width: 325px;"> <p>Max capacity: 65W</p> <p>Max capacity for single port: 30W</p> </td> </tr> </tbody> </table> | 6 x 10/100Mbps ports support PoE, 2 Uplink port PoE | 567 | 750 | 1064 | IN STOCK at EXTERNAL supplier. <br> If ordered before 10AM: <br>DELIVERED next business day (main centres) <br>or 3-5 business days (regional areas or large items)<br> COLLECTION from Geewiz available Same Day (approx 4:30pm) | Miro | 1 | https://miro.co.za/img/p/2/5/2/0/2520.jpg | https://miro.co.za/index.php?controller=attachment&id_attachment=3309 | UN-NSW2010-6T-POE-IN Data Sheet
3 | Uniview | UN-NS2000-24T1GC-POE | UNV - 24 Port PoE Switch, supports EXTEND Mode | <p><strong>FEATURES</strong></p> <p>24 x 10/100 Ethernet Ports, 2 x Gigabit Combo Port, Data transmission up to 250m in EXTEND Mode</p> <p><strong>PRODUCT SPECIFICATIONS</strong></p> <table style="width: 600px;"> <tbody> <tr style="height: 45px;"> <td style="height: 45px; width: 245px;">Brand</td> <td style="height: 45px; width: 325px;"> <p class="h1 page-title">Uniview</p> </td> </tr> <tr style="height: 42px;"> <td style="height: 42px; width: 245px;">Item model number</td> <td style="height: 42px; width: 325px;"> <p>UN-NS2000-24T1GC-POE</p> </td> </tr> <tr style="height: 49px;"> <td style="height: 49px; width: 245px;">Product Type</td> <td style="height: 49px; width: 325px;"> <p>PoE Switch</p> </td> </tr> <tr style="height: 49px;"> <td style="height: 49px; width: 245px;">Switching capacity</td> <td style="height: 49px; width: 325px;">8.8Gbps</td> </tr> <tr style="height: 49px;"> <td style="height: 49px; width: 245px;">Packet Forwarding Rate</td> <td style="height: 49px; width: 325px;">6.55Mpps</td> </tr> <tr style="height: 49px;"> <td style="height: 49px; width: 245px;">MAC</td> <td style="height: 49px; width: 325px;">4K</td> </tr> <tr style="height: 49px;"> <td style="height: 49px; width: 245px;">AC Voltage</td> <td style="height: 49px; width: 325px;">100-240 V</td> </tr> </tbody> </table> | 24 x 10/100 Ethernet Ports, 2 x Gigabit Combo Port, Data transmission up to 250m in EXTEND Mode | 3786 | 5007 | 1064 | IN STOCK at EXTERNAL supplier. <br> If ordered before 10AM: <br>DELIVERED next business day (main centres) <br>or 3-5 business days (regional areas or large items)<br> COLLECTION from Geewiz available Same Day (approx 4:30pm) | Miro | 1 | https://miro.co.za/img/p/2/5/0/6/2506.jpg |  | UN-NS2000-24T1GC-POE Data Sheet
3 | Uniview | UN-NS2010-16T2GC-POE | UNV - 16 Port PoE Switch, supports EXTEND Mode up to 250M | <p><strong>FEATURES</strong></p> <p>NSW2010-16T2GC-POE-IN is Gigabit uplink Unmanaged Switch which provides you with a high-performance, low-cost, easy-to-use, seamless and standard upgrade to boost your old network to 1000Mbps. Increase the speed of your network server and backbone connections, making Gigabit connection to a server or uplink a network necessarily. Its PoE ports can automatically detect and supply power with those IEEE 802.3af/at compliant Powered Devices (PD). The electrical power is transmitted along with data in one single cable allowing you to expand your network where there are no power lines or outlets, where you wish to fix devices such as AP, IP Cameras or IP Phones, etc.</p> <p><strong>PRODUCT SPECIFICATIONS</strong></p> <table style="width: 600px;"> <tbody> <tr style="height: 45px;"> <td style="height: 45px; width: 245px;">Brand</td> <td style="height: 45px; width: 325px;"> <p class="h1 page-title">Uniview</p> </td> </tr> <tr style="height: 42px;"> <td style="height: 42px; width: 245px;">Item model number</td> <td style="height: 42px; width: 325px;"> <p>UN-NS2010-16T2GC-POE</p> </td> </tr> <tr style="height: 49px;"> <td style="height: 49px; width: 245px;">Product Type</td> <td style="height: 49px; width: 325px;"> <p>PoE Switch</p> </td> </tr> <tr style="height: 49px;"> <td style="height: 49px; width: 245px;">Ports</td> <td style="height: 49px; width: 325px;"> <p>16&times;100Mbps PoE ports (RJ45)+2&times;1000Mbps Combo ports</p> </td> </tr> <tr style="height: 49px;"> <td style="height: 49px; width: 245px;">Switching capacity</td> <td style="height: 49px; width: 325px;">7.2Gbps</td> </tr> <tr style="height: 49px;"> <td style="height: 49px; width: 245px;">Forwarding performance</td> <td style="height: 49px; width: 325px;">5.36Mpps</td> </tr> <tr style="height: 49px;"> <td style="height: 49px; width: 245px;">Packet Buffer</td> <td style="height: 49px; width: 325px;">4Mbit</td> </tr> <tr style="height: 49px;"> <td style="height: 49px; width: 245px;">MAC</td> <td style="height: 49px; width: 325px;">16K</td> </tr> <tr style="height: 49px;"> <td style="height: 49px; width: 245px;">Power supply</td> <td style="height: 49px; width: 325px;">AC: 100-240V, 50/60Hz</td> </tr> <tr style="height: 49px;"> <td style="height: 49px; width: 245px;">PoE</td> <td style="height: 49px; width: 325px;">802.3at/af</td> </tr> <tr style="height: 49px;"> <td style="height: 49px; width: 245px;">Max. PoE Power</td> <td style="height: 49px; width: 325px;"> <p>Max capacity: 250W</p> <p>Max capacity for single port: 30W</p> </td> </tr> </tbody> </table> | 16 x 10/100 Ethernet Ports, 2 x Gigabit Combo Ports, PoE Standard 802.5af/at with 250W PoE power | 3529 | 4667 | 1064 | IN STOCK at EXTERNAL supplier. <br> If ordered before 10AM: <br>DELIVERED next business day (main centres) <br>or 3-5 business days (regional areas or large items)<br> COLLECTION from Geewiz available Same Day (approx 4:30pm) | Miro | 1 | https://miro.co.za/img/p/2/5/1/1/2511.jpg | https://miro.co.za/index.php?controller=attachment&id_attachment=3305 | UN-NS2010-16T2GC-POE Data Sheet
3 | Uniview | UN-NSW2000-24T2G-POE | UNV - 24 Port PoE Switch, supports EXTEND Mode up to 250m | <p><strong>FEATURES</strong></p> <p>NSW2000-24T2GC-POE is an 24-port PoE switch, which provides 24 10/100Mbps PoE ports and 2 Gigabit combo ports. All ports support wire speed, non-blocking switching and auto MDI/MDIX. Besides common switch features, NSW2000-24T2GC-POE supports EXTEND mode special for video surveillance. When EXTEND mode is enabled, the transmission distance with Uniview IPC can reach up to 250m.</p> <p><strong>PRODUCT SPECIFICATIONS</strong></p> <table style="width: 600px;"> <tbody> <tr style="height: 45px;"> <td style="height: 45px; width: 245px;">Brand</td> <td style="height: 45px; width: 325px;"> <p class="h1 page-title">Uniview</p> </td> </tr> <tr style="height: 42px;"> <td style="height: 42px; width: 245px;">Item model number</td> <td style="height: 42px; width: 325px;"> <p>UN-NSW2000-24T2G-POE</p> </td> </tr> <tr style="height: 49px;"> <td style="height: 49px; width: 245px;">Product Type</td> <td style="height: 49px; width: 325px;"> <p>PoE Switch</p> </td> </tr> <tr style="height: 49px;"> <td style="height: 49px; width: 245px;">Ports</td> <td style="height: 49px; width: 325px;"> <p>24&times;10/100Base-TX autosensing Ethernet ports(all support PoE) 2&times;Gigabit combo ports (RJ45 and SFP)</p> </td> </tr> <tr style="height: 49px;"> <td style="height: 49px; width: 245px;">Switching capacity</td> <td style="height: 49px; width: 325px;">8.8Gbps</td> </tr> <tr style="height: 49px;"> <td style="height: 49px; width: 245px;">Packet forwarding rate</td> <td style="height: 49px; width: 325px;">6.55Mpps</td> </tr> <tr style="height: 49px;"> <td style="height: 49px; width: 245px;">MAC</td> <td style="height: 49px; width: 325px;">4K</td> </tr> <tr style="height: 49px;"> <td style="height: 49px; width: 245px;">Consumption</td> <td style="height: 49px; width: 325px;">&le; 450 W</td> </tr> <tr style="height: 49px;"> <td style="height: 49px; width: 245px;">AC voltage</td> <td style="height: 49px; width: 325px;">100-240 V</td> </tr> </tbody> </table> | Up to 30W for single port, 2 X Gigabit combo ports, Metal housing | 3777 | 4995 | 1064 | IN STOCK at EXTERNAL supplier. <br> If ordered before 10AM: <br>DELIVERED next business day (main centres) <br>or 3-5 business days (regional areas or large items)<br> COLLECTION from Geewiz available Same Day (approx 4:30pm) | Miro | 1 | https://miro.co.za/img/p/2/8/8/9/2889.jpg | https://miro.co.za/index.php?controller=attachment&id_attachment=3306 | UN-NSW2000-24T2G-POE Data Sheet
3 | Uniview | UN-NSW2010-24T2GC-P | UNV - 24 Port 10/100 PoE Ethernet switch supports EXTEND Mode up to 250M | <p><strong>FEATURES</strong></p> <p>Multiple working modes to address your business needs:Normal, Secure and Surveillance</p> <p>Support port traffic control</p> <p>Support for secure mode, all downlink ports can communicate only with uplink ports</p> <p>Up to 250m transmission distance on surveillance mode</p> <p><strong>PRODUCT SPECIFICATIONS</strong></p> <table style="width: 600px;"> <tbody> <tr style="height: 45px;"> <td style="height: 45px; width: 245px;">Brand</td> <td style="height: 45px; width: 325px;"> <p class="h1 page-title">Uniview</p> </td> </tr> <tr style="height: 42px;"> <td style="height: 42px; width: 245px;">Item model number</td> <td style="height: 42px; width: 325px;"> <p>UN-NSW2010-24T2GC-P</p> </td> </tr> <tr style="height: 49px;"> <td style="height: 49px; width: 245px;">Product Type</td> <td style="height: 49px; width: 325px;"> <p>PoE Switch</p> </td> </tr> <tr style="height: 49px;"> <td style="height: 49px; width: 245px;">Ports</td> <td style="height: 49px; width: 325px;"> <p>24&times;100Mbps PoE ports (RJ45)+2&times;1000Mbps Combo ports</p> </td> </tr> <tr style="height: 49px;"> <td style="height: 49px; width: 245px;">Switching capacity</td> <td style="height: 49px; width: 325px;">8.8Gbps</td> </tr> <tr style="height: 49px;"> <td style="height: 49px; width: 245px;">Forwarding performance</td> <td style="height: 49px; width: 325px;">6.55Mpps</td> </tr> <tr style="height: 49px;"> <td style="height: 49px; width: 245px;">Packet Buffer</td> <td style="height: 49px; width: 325px;">4Mbit</td> </tr> <tr style="height: 49px;"> <td style="height: 49px; width: 245px;">MAC</td> <td style="height: 49px; width: 325px;">16K</td> </tr> <tr style="height: 49px;"> <td style="height: 49px; width: 245px;">Power supply</td> <td style="height: 49px; width: 325px;">AC: 100-240V, 50/60Hz</td> </tr> </tbody> </table> | 24 PoE ports, max PoE Power 370W | 3788 | 5010 | 1064 | IN STOCK at EXTERNAL supplier. <br> If ordered before 10AM: <br>DELIVERED next business day (main centres) <br>or 3-5 business days (regional areas or large items)<br> COLLECTION from Geewiz available Same Day (approx 4:30pm) | Miro | 1 | https://miro.co.za/img/p/2/5/1/7/2517.jpg | https://miro.co.za/index.php?controller=attachment&id_attachment=3308 | UN-NSW2010-24T2GC-P Data Sheet
3 | TP-Link | TP-TAPO-C200 | TP-Link Pan/Tilt Home Security WiFi Camera | <p><strong>FEATURES</strong></p> <ul> <li>High Definition Video: Capture every detail in crystal-clear 1080p definition.</li> <li>Advanced Night View: Even at night, the camera can provide a visual distance of up to 30 ft.</li> <li>Motion Detection and Notifications: Receive a notification if something suspected is detected.</li> <li>Sound and Light Alarm: Trigger light and sound effects to frighten away unwanted visitors.</li> <li>Two-Way Audio: Communicate with others with the built-in microphone and speaker.</li> <li>Safe Storage: Support MicroSD Card (up to 128 GB)</li> </ul> <p><strong>PRODUCT SPECIFICATIONS</strong></p> <table style="width: 600px;"> <tbody> <tr style="height: 45px;"> <td style="height: 45px; width: 244px;">Brand</td> <td style="height: 45px; width: 326px;"> <p class="h1 page-title">TP-Link</p> </td> </tr> <tr style="height: 42px;"> <td style="height: 42px; width: 244px;">Item model number</td> <td style="height: 42px; width: 326px;"> <p>TP-TAPO-C200</p> </td> </tr> <tr style="height: 49px;"> <td style="height: 49px; width: 244px;">Product Type</td> <td style="height: 49px; width: 326px;"> <p>Camera</p> </td> </tr> <tr style="height: 49px;"> <td style="height: 49px; width: 244px;">Frequency</td> <td style="height: 49px; width: 326px;"> <p>2.4 GHz</p> </td> </tr> <tr style="height: 49px;"> <td style="height: 49px; width: 244px;">Wireless Security</td> <td style="height: 49px; width: 326px;">WPA/WPA2-PSK</td> </tr> <tr style="height: 49px;"> <td style="height: 49px; width: 244px;">Input Trigger</td> <td style="height: 49px; width: 326px;">Motion detection</td> </tr> <tr style="height: 49px;"> <td style="height: 49px; width: 244px;">Output Notification</td> <td style="height: 49px; width: 326px;">Push notification</td> </tr> <tr style="height: 49px;"> <td style="height: 49px; width: 244px;">Video Compression</td> <td style="height: 49px; width: 326px;">H.264</td> </tr> <tr style="height: 49px;"> <td style="height: 49px; width: 244px;">Frame Rate</td> <td style="height: 49px; width: 326px;">15fps</td> </tr> <tr style="height: 49px;"> <td style="height: 49px; width: 244px;">Video Streaming</td> <td style="height: 49px; width: 326px;">1080p</td> </tr> <tr style="height: 49px;"> <td style="height: 49px; width: 244px;">Image Sensor</td> <td style="height: 49px; width: 326px;">1/2.9&ldquo;</td> </tr> <tr style="height: 49px;"> <td style="height: 49px; width: 244px;">Resolution</td> <td style="height: 49px; width: 326px;">1080p Full HD</td> </tr> <tr style="height: 49px;"> <td style="height: 49px; width: 244px;">Lens</td> <td style="height: 49px; width: 326px;">F/NO: 2.4; Focal Length: 4mm</td> </tr> <tr style="height: 49px;"> <td style="height: 49px; width: 244px;">Audio Input &amp; Output</td> <td style="height: 49px; width: 326px;">Built-in microphone and speaker</td> </tr> </tbody> </table> | Day/Night view, 1080p Full HD, Micro SD card storage, H.264 Video, Two-way Audio, 2.4 GHz | 668 | 883 | 1425 | IN STOCK at EXTERNAL supplier. <br> If ordered before 10AM: <br>DELIVERED next business day (main centres) <br>or 3-5 business days (regional areas or large items)<br> COLLECTION from Geewiz available Same Day (approx 4:30pm) | Miro | 1 | https://miro.co.za/img/p/2/8/8/8/2888.jpg |  | TP-TAPO-C200 Data Sheet
3 | ZKTeco | ZK-BS-AC-P25 | ZKTeco - ZKBiosecurity software for Access control for 25 Doors | <p><strong>FEATURES</strong></p> <p>ZKBioSecurity3.0 is the ultimate &ldquo;All in One&rdquo; web based security platform developed by ZKTeco. It contains four integrated modules: access control, video linkage, elevator control and visitor management. With an optimized system architecture designed for high level biometric identification and a modern-user friendly UI, ZKBioSecurity 3.0 provides the most advanced solution for a whole new user experience.</p> <p><strong>PRODUCT SPECIFICATIONS</strong></p> <table style="width: 600px;"> <tbody> <tr style="height: 45px;"> <td style="height: 45px; width: 244px;">Brand</td> <td style="height: 45px; width: 326px;"> <p class="h1 page-title">ZKTeco</p> </td> </tr> <tr style="height: 42px;"> <td style="height: 42px; width: 244px;">Item model number</td> <td style="height: 42px; width: 326px;"> <p>ZK-BS-AC-P25</p> </td> </tr> <tr style="height: 49px;"> <td style="height: 49px; width: 244px;">Product Type</td> <td style="height: 49px; width: 326px;"> <p>Biosecurity software</p> </td> </tr> <tr style="height: 49px;"> <td style="height: 49px; width: 244px;">System Architecture</td> <td style="height: 49px; width: 326px;"> <p>Server/Browser</p> </td> </tr> <tr style="height: 49px;"> <td style="height: 49px; width: 244px;">Door Capacity</td> <td style="height: 49px; width: 326px;">2,000 Single Server/ 8,000 Multi-Server (Push Device)</td> </tr> <tr style="height: 49px;"> <td style="height: 49px; width: 244px;">User Capacity</td> <td style="height: 49px; width: 326px;">30,000</td> </tr> <tr style="height: 49px;"> <td style="height: 49px; width: 244px;">Supported OS</td> <td style="height: 49px; width: 326px;">Windows 7/8/8.1/Server 2008 (32/64)</td> </tr> <tr style="height: 49px;"> <td style="height: 49px; width: 244px;">CPU</td> <td style="height: 49px; width: 326px;">Pentium Dual-Core Processor or Above</td> </tr> <tr style="height: 49px;"> <td style="height: 49px; width: 244px;">Memory</td> <td style="height: 49px; width: 326px;">2G or Above</td> </tr> <tr style="height: 49px;"> <td style="height: 49px; width: 244px;">Storage</td> <td style="height: 49px; width: 326px;">10G Free Space or More. (NTFS Recommended)</td> </tr> <tr style="height: 49px;"> <td style="height: 49px; width: 244px;">Monitor Resolution</td> <td style="height: 49px; width: 326px;">1024 x 768 or Above</td> </tr> </tbody> </table> | Only works on PRO CONTROLLER, Max personnel: 5000, Max department: 5000, Max area: 500 | 8724 | 11537 | 1464 | IN STOCK at EXTERNAL supplier. <br> If ordered before 10AM: <br>DELIVERED next business day (main centres) <br>or 3-5 business days (regional areas or large items)<br> COLLECTION from Geewiz available Same Day (approx 4:30pm) | Miro | 1 | https://miro.co.za/img/p/2/8/8/6/2886.jpg | https://miro.co.za/index.php?controller=attachment&id_attachment=3425 | ZK-BS-AC-P25 Data Sheet
3 | ZKTeco | ZK-BS-ELE-ONLINE | ZKTeco - ZKBiosecurity Online Elevator Software | <p><strong>FEATURES</strong></p> <p>ZKBioSecurity3.0 is the ultimate &ldquo;All in One&rdquo; web based security platform developed by ZKTeco. It contains four integrated modules: access control, video linkage, elevator control and visitor management. With an optimized system architecture designed for high level biometric identification and a modern-user friendly UI, ZKBioSecurity 3.0 provides the most advanced solution for a whole new user experience.</p> <p><strong>PRODUCT SPECIFICATIONS</strong></p> <table style="width: 600px;"> <tbody> <tr style="height: 45px;"> <td style="height: 45px; width: 244px;">Brand</td> <td style="height: 45px; width: 326px;"> <p class="h1 page-title">ZKTeco</p> </td> </tr> <tr style="height: 42px;"> <td style="height: 42px; width: 244px;">Item model number</td> <td style="height: 42px; width: 326px;"> <p>ZK-BS-ELE-ONLINE</p> </td> </tr> <tr style="height: 49px;"> <td style="height: 49px; width: 244px;">Product Type</td> <td style="height: 49px; width: 326px;"> <p>Elevator Software</p> </td> </tr> <tr style="height: 49px;"> <td style="height: 49px; width: 244px;">System Architecture</td> <td style="height: 49px; width: 326px;"> <p>Server/Browser</p> </td> </tr> <tr style="height: 49px;"> <td style="height: 49px; width: 244px;">Door Capacity</td> <td style="height: 49px; width: 326px;">2,000 Single Server/ 8,000 Multi-Server</td> </tr> <tr style="height: 49px;"> <td style="height: 49px; width: 244px;">User Capacity</td> <td style="height: 49px; width: 326px;">30,000</td> </tr> <tr style="height: 49px;"> <td style="height: 49px; width: 244px;">Supported OS</td> <td style="height: 49px; width: 326px;">Windows 7/8/8.1/10/Server 2008/2012 (32/64)</td> </tr> <tr style="height: 49px;"> <td style="height: 49px; width: 244px;">CPU</td> <td style="height: 49px; width: 326px;">Dual core processor with speeds of 2.4GHz or more</td> </tr> <tr style="height: 49px;"> <td style="height: 49px; width: 244px;">Memory</td> <td style="height: 49px; width: 326px;">4GB or Above</td> </tr> <tr style="height: 49px;"> <td style="height: 49px; width: 244px;">Storage</td> <td style="height: 49px; width: 326px;">30GB Free Space or More. (NTFS Recommended)</td> </tr> <tr style="height: 49px;"> <td style="height: 49px; width: 244px;">Monitor Resolution</td> <td style="height: 49px; width: 326px;">1024 x 768 or Above</td> </tr> </tbody> </table> | Max Personnel - 30 000, 1 Elevator controller = 1 Elevator Software | 1752 | 2317 | 1464 | IN STOCK at EXTERNAL supplier. <br> If ordered before 10AM: <br>DELIVERED next business day (main centres) <br>or 3-5 business days (regional areas or large items)<br> COLLECTION from Geewiz available Same Day (approx 4:30pm) | Miro | 1 | https://miro.co.za/img/p/2/8/8/5/2885.jpg | https://miro.co.za/index.php?controller=attachment&id_attachment=3426 | ZK-BS-ELE-ONLINE Data Sheet
3 | ZKTeco | ZK-BS-TA-P10 | ZKTeco - ZKBiosecurity Time and Attendance software for 10 doors | <p><strong>FEATURES</strong></p> <p>ZKBioSecurity3.0 is the ultimate &ldquo;All in One&rdquo; web based security platform developed by ZKTeco. It contains four integrated modules: access control, video linkage, elevator control and visitor management. With an optimized system architecture designed for high level biometric identification and a modern-user friendly UI, ZKBioSecurity 3.0 provides the most advanced solution for a whole new user experience.</p> <p><strong>PRODUCT SPECIFICATIONS</strong></p> <table style="width: 600px;"> <tbody> <tr style="height: 45px;"> <td style="height: 45px; width: 244px;">Brand</td> <td style="height: 45px; width: 326px;"> <p class="h1 page-title">ZKTeco</p> </td> </tr> <tr style="height: 42px;"> <td style="height: 42px; width: 244px;">Item model number</td> <td style="height: 42px; width: 326px;"> <p>ZK-BS-TA-P10</p> </td> </tr> <tr style="height: 49px;"> <td style="height: 49px; width: 244px;">Product Type</td> <td style="height: 49px; width: 326px;"> <p>Time and Attendance software</p> </td> </tr> <tr style="height: 49px;"> <td style="height: 49px; width: 244px;">System Architecture</td> <td style="height: 49px; width: 326px;"> <p>Server/Browser</p> </td> </tr> <tr style="height: 49px;"> <td style="height: 49px; width: 244px;">Door Capacity</td> <td style="height: 49px; width: 326px;">2,000 Single Server/ 8,000 Multi-Server (Push Device)</td> </tr> <tr style="height: 49px;"> <td style="height: 49px; width: 244px;">User Capacity</td> <td style="height: 49px; width: 326px;">30,000</td> </tr> <tr style="height: 49px;"> <td style="height: 49px; width: 244px;">Supported OS</td> <td style="height: 49px; width: 326px;">Windows 7/8/8.1/Server 2008 (32/64)</td> </tr> <tr style="height: 49px;"> <td style="height: 49px; width: 244px;">CPU</td> <td style="height: 49px; width: 326px;">Pentium Dual-Core Processor or Above</td> </tr> <tr style="height: 49px;"> <td style="height: 49px; width: 244px;">Memory</td> <td style="height: 49px; width: 326px;">2G or Above</td> </tr> <tr style="height: 49px;"> <td style="height: 49px; width: 244px;">Storage</td> <td style="height: 49px; width: 326px;">10G Free Space or More. (NTFS Recommended)</td> </tr> <tr style="height: 49px;"> <td style="height: 49px; width: 244px;">Monitor Resolution</td> <td style="height: 49px; width: 326px;">1024 x 768 or Above</td> </tr> </tbody> </table> | Only works on PRO CONTROLLER, Max personnel: 2,000, Max department: 200, Max area: 200 | 11324 | 14976 | 645 | IN STOCK at EXTERNAL supplier. <br> If ordered before 10AM: <br>DELIVERED next business day (main centres) <br>or 3-5 business days (regional areas or large items)<br> COLLECTION from Geewiz available Same Day (approx 4:30pm) | Miro | 1 | https://miro.co.za/img/p/2/8/8/4/2884.jpg | https://miro.co.za/index.php?controller=attachment&id_attachment=3427 | ZK-BS-TA-P10 Data Sheet
3 | ZKTeco | ZK-CR20M | ZKTeco - Mifare Take On Reader, Read (CR20M)13.56MHz | <p><strong>FEATURES</strong></p> <p>CR20 Series are accessories designed to read (CR20E/M) &amp; write (CR20M/W) proximity cards. They are connected to PC through USB Port (Plug &amp; play). They allow high speed transactions and incorporate LED indicators. CR20M/W includes communication protocol for development and it&rsquo;s compatible with S.O Windows 32 bits. CR20E and CR20M are compatible with windows S.O and read the same serial number as ZKTeco devices.</p> <p><strong>PRODUCT SPECIFICATIONS</strong></p> <table style="width: 600px;"> <tbody> <tr style="height: 45px;"> <td style="height: 45px; width: 244px;">Brand</td> <td style="height: 45px; width: 326px;"> <p class="h1 page-title">ZKTeco</p> </td> </tr> <tr style="height: 42px;"> <td style="height: 42px; width: 244px;">Item model number</td> <td style="height: 42px; width: 326px;"> <p>ZK-CR20M</p> </td> </tr> <tr style="height: 49px;"> <td style="height: 49px; width: 244px;">Product Type</td> <td style="height: 49px; width: 326px;"> <p>Reader</p> </td> </tr> <tr style="height: 49px;"> <td style="height: 49px; width: 244px;">Read Range</td> <td style="height: 49px; width: 326px;"> <p>Up to 3cm</p> </td> </tr> <tr style="height: 49px;"> <td style="height: 49px; width: 244px;">Power/Current</td> <td style="height: 49px; width: 326px;">USB 5V DC / Max. 60mA</td> </tr> <tr style="height: 49px;"> <td style="height: 49px; width: 244px;">LED indicator</td> <td style="height: 49px; width: 326px;">2 Color LED Indicators (Red&amp;Green)</td> </tr> <tr style="height: 49px;"> <td style="height: 49px; width: 244px;">Beeper</td> <td style="height: 49px; width: 326px;">Yes</td> </tr> <tr style="height: 49px;"> <td style="height: 49px; width: 244px;">Operating Frequency</td> <td style="height: 49px; width: 326px;">13.56MHz</td> </tr> <tr style="height: 49px;"> <td style="height: 49px; width: 244px;">Operating temperature</td> <td style="height: 49px; width: 326px;">13.56MHz</td> </tr> </tbody> </table> | USB operated, LED indicators | 608 | 804 | 1853 | IN STOCK at EXTERNAL supplier. <br> If ordered before 10AM: <br>DELIVERED next business day (main centres) <br>or 3-5 business days (regional areas or large items)<br> COLLECTION from Geewiz available Same Day (approx 4:30pm) | Miro | 1 | https://miro.co.za/img/p/2/7/2/1/2721.jpg | https://miro.co.za/index.php?controller=attachment&id_attachment=3434 | ZK-CR20M Data Sheet
3 | ZKTeco | ZK-D1065S | ZKTeco - Walk through Metal Detector, 6 Zone | <p><strong>FEATURES</strong></p> <p>&bull; 6 detection zones</p> <p>&bull; 100 sensitivity levels</p> <p>&bull; LED display</p> <p>&bull; Counter for alarm and people</p> <p>&bull; Synchronous sound &amp; LED alarm</p> <p><strong>PRODUCT SPECIFICATIONS</strong></p> <table style="width: 600px;"> <tbody> <tr style="height: 45px;"> <td style="height: 45px; width: 244px;">Brand</td> <td style="height: 45px; width: 326px;"> <p class="h1 page-title">ZKTeco</p> </td> </tr> <tr style="height: 42px;"> <td style="height: 42px; width: 244px;">Item model number</td> <td style="height: 42px; width: 326px;"> <p>ZK-D1065S</p> </td> </tr> <tr style="height: 49px;"> <td style="height: 49px; width: 244px;">Product Type</td> <td style="height: 49px; width: 326px;"> <p>Metal Detector</p> </td> </tr> <tr style="height: 49px;"> <td style="height: 49px; width: 244px;">Power supply</td> <td style="height: 49px; width: 326px;"> <p>AC100 V-240 V</p> </td> </tr> <tr style="height: 49px;"> <td style="height: 49px; width: 244px;">Working temperature</td> <td style="height: 49px; width: 326px;">-20℃~+50℃</td> </tr> <tr style="height: 49px;"> <td style="height: 49px; width: 244px;">Working frequency</td> <td style="height: 49px; width: 326px;">4KHz&mdash;8KHz</td> </tr> <tr style="height: 49px;"> <td style="height: 49px; width: 244px;">Standard external size</td> <td style="height: 49px; width: 326px;">2200mm(H)X800mm(W)X580mm(D)</td> </tr> <tr style="height: 49px;"> <td style="height: 49px; width: 244px;">Standard internal size</td> <td style="height: 49px; width: 326px;">2010mm(H)X700mm(W)X500mm(D)</td> </tr> <tr style="height: 49px;"> <td style="height: 49px; width: 244px;">Package size for door panels</td> <td style="height: 49px; width: 326px;">2260*650*260mm *1ctn</td> </tr> <tr style="height: 49px;"> <td style="height: 49px; width: 244px;">Package size for control unit</td> <td style="height: 49px; width: 326px;">780*390*250 mm*1ctn</td> </tr> </tbody> </table> | 6 detection zones, 100 sensitivity levels,LED Display | 12387 | 16382 | 1853 | IN STOCK at EXTERNAL supplier. <br> If ordered before 10AM: <br>DELIVERED next business day (main centres) <br>or 3-5 business days (regional areas or large items)<br> COLLECTION from Geewiz available Same Day (approx 4:30pm) | Miro | 1 | https://miro.co.za/img/p/2/7/2/6/2726.jpg | https://miro.co.za/index.php?controller=attachment&id_attachment=3435 | ZK-D1065S Data Sheet
3 | ZKTeco | ZK-D3180S | ZKTeco - Walk through Metal Detector, 18 Zone | <p><strong>FEATURES</strong></p> <p>&bull; 18 detection zones</p> <p>&bull; 256 sensitivity levels</p> <p>&bull; 5.7&rsquo;&rsquo; LCD display</p> <p>&bull; Counter for alarm and people</p> <p>&bull; Synchronous sound &amp; LED alarm</p> <p><strong>PRODUCT SPECIFICATIONS</strong></p> <table style="width: 600px;"> <tbody> <tr style="height: 45px;"> <td style="height: 45px; width: 244px;">Brand</td> <td style="height: 45px; width: 326px;"> <p class="h1 page-title">ZKTeco</p> </td> </tr> <tr style="height: 42px;"> <td style="height: 42px; width: 244px;">Item model number</td> <td style="height: 42px; width: 326px;"> <p>ZK-D3180S</p> </td> </tr> <tr style="height: 49px;"> <td style="height: 49px; width: 244px;">Product Type</td> <td style="height: 49px; width: 326px;"> <p>Metal Detector</p> </td> </tr> <tr style="height: 49px;"> <td style="height: 49px; width: 244px;">Power supply</td> <td style="height: 49px; width: 326px;"> <p>AC100 V-240V</p> </td> </tr> <tr style="height: 49px;"> <td style="height: 49px; width: 244px;">Working temperature</td> <td style="height: 49px; width: 326px;">-20℃ ~+50℃</td> </tr> <tr style="height: 49px;"> <td style="height: 49px; width: 244px;">Working frequency</td> <td style="height: 49px; width: 326px;">4KHz&mdash;8KHz</td> </tr> <tr style="height: 49px;"> <td style="height: 49px; width: 244px;">Standard external size</td> <td style="height: 49px; width: 326px;">2200mm(H)X800mm(W)X580mm(D)</td> </tr> <tr style="height: 49px;"> <td style="height: 49px; width: 244px;">Standard internal size</td> <td style="height: 49px; width: 326px;">2010mm(H)X700mm(W)X500mm(D)</td> </tr> <tr style="height: 49px;"> <td style="height: 49px; width: 244px;">Package size for door panels</td> <td style="height: 49px; width: 326px;">2260*650*260mm *1ctn</td> </tr> <tr style="height: 49px;"> <td style="height: 49px; width: 244px;">Package size for control unit</td> <td style="height: 49px; width: 326px;">780*390*250 mm*1ctn</td> </tr> </tbody> </table> | 18 detection zones, 256 sensitivity level, 5.7 LCD Display | 19063 | 25211 | 1853 | IN STOCK at EXTERNAL supplier. <br> If ordered before 10AM: <br>DELIVERED next business day (main centres) <br>or 3-5 business days (regional areas or large items)<br> COLLECTION from Geewiz available Same Day (approx 4:30pm) | Miro | 1 | https://miro.co.za/img/p/2/7/3/1/2731.jpg | https://miro.co.za/index.php?controller=attachment&id_attachment=3437 | ZK-D3180S Data Sheet
3 | ZKTeco | ZK-D3180S-TD | ZKTeco - Walk Through Temperature and Metal Detector, 18 Zone Stand Alone Unit | <p><strong>FEATURES</strong></p> <p>ZK-D3180S [TD] is a walk through metal detector with body temperature measurement, able to alarm when temperature of passenger is over 37.3℃. Compared with manual inspection, this product can improve public health and personal hygiene.</p> <p>Some diseases can occasionally cause symptoms like high fever, and ZK-D3180S [TD] can measure the body temperature of passengers in a fast and efficient way. ZK-D3180S [TD] will raise an alarm to inform the guards. This product can help greatly boost the public hygiene security.</p> <p><strong>PRODUCT SPECIFICATIONS</strong></p> <table style="width: 600px;"> <tbody> <tr style="height: 45px;"> <td style="height: 45px; width: 244px;">Brand</td> <td style="height: 45px; width: 326px;"> <p class="h1 page-title">ZKTeco</p> </td> </tr> <tr style="height: 42px;"> <td style="height: 42px; width: 244px;">Item model number</td> <td style="height: 42px; width: 326px;"> <p>ZK-D3180S-TD</p> </td> </tr> <tr style="height: 49px;"> <td style="height: 49px; width: 244px;">Product Type</td> <td style="height: 49px; width: 326px;"> <p>Metal Detector</p> </td> </tr> <tr style="height: 49px;"> <td style="height: 49px; width: 244px;">Power Supply</td> <td style="height: 49px; width: 326px;"> <p>AC100 V~240V</p> </td> </tr> <tr style="height: 49px;"> <td style="height: 49px; width: 244px;">Working Temperature</td> <td style="height: 49px; width: 326px;">-20&deg;C ~ 50&deg;C</td> </tr> <tr style="height: 49px;"> <td style="height: 49px; width: 244px;">Working Frequency</td> <td style="height: 49px; width: 326px;">4kHz ~ 8kHz</td> </tr> <tr style="height: 49px;"> <td style="height: 49px; width: 244px;">Gross Weight</td> <td style="height: 49px; width: 326px;">65kg</td> </tr> <tr style="height: 49px;"> <td style="height: 49px; width: 244px;">Temperature Sensor Type</td> <td style="height: 49px; width: 326px;">IR temperature sensor</td> </tr> <tr style="height: 49px;"> <td style="height: 49px; width: 244px;">Temperature Measurement Time</td> <td style="height: 49px; width: 326px;">&le;1s</td> </tr> <tr style="height: 49px;"> <td style="height: 49px; width: 244px;">Temperature Range</td> <td style="height: 49px; width: 326px;">30&deg;C - 45&deg;C</td> </tr> </tbody> </table> | Measurement Distance 150mm, Temperature Measurement Deviation ±0.5°C, Temperature Range 30°C - 45°C | 27312 | 36120 | 1853 | IN STOCK at EXTERNAL supplier. <br> If ordered before 10AM: <br>DELIVERED next business day (main centres) <br>or 3-5 business days (regional areas or large items)<br> COLLECTION from Geewiz available Same Day (approx 4:30pm) | Miro | 1 | https://miro.co.za/img/p/2/8/5/4/2854.jpg | https://miro.co.za/index.php?controller=attachment&id_attachment=3438 | ZK-D3180S-TD Data Sheet
3 | ZKTeco | ZK-EC10 | ZKTeco - Elevator Controller | <p><strong>FEATURES</strong></p> <p>Designing specifically for elevator control, the EC10 panel and EX16 floor extension boards provide customers with the most secured, scalable, versatile and affordable access control solutions available today.</p> <p>Floor access can be restricted based on various user credentials, including fingerprint, proximity card and/or password. Pre-defined time schedules can also be used to control floor access. During normal visits/business hours, unrestricted floor access can also be permitted (aka Passage mode).</p> <p>The EC10 Elevator Control Panel can restrict access up to ten floors. The EX16 Elevator Floor Extension Board restricts access up to an additional sixteen floors. Each EC10 can support up to three EX16 boards. When combining together, a total fifty eight (58) floors can be controlled with a single EC10 bundle. Note EC10 panels can be daisy-chained together to control as many floors as desired.</p> <p><strong>PRODUCT SPECIFICATIONS</strong></p> <table style="width: 600px;"> <tbody> <tr style="height: 45px;"> <td style="height: 45px; width: 244px;">Brand</td> <td style="height: 45px; width: 326px;"> <p class="h1 page-title">ZKTeco</p> </td> </tr> <tr style="height: 42px;"> <td style="height: 42px; width: 244px;">Item model number</td> <td style="height: 42px; width: 326px;"> <p>ZK-EC10</p> </td> </tr> <tr style="height: 49px;"> <td style="height: 49px; width: 244px;">Product Type</td> <td style="height: 49px; width: 326px;"> <p>Elevator Controller</p> </td> </tr> <tr style="height: 49px;"> <td style="height: 49px; width: 244px;">Floor Button Control Relay</td> <td style="height: 49px; width: 326px;"> <p>10</p> </td> </tr> <tr style="height: 49px;"> <td style="height: 49px; width: 244px;">Fingerprint Capacity</td> <td style="height: 49px; width: 326px;">3000</td> </tr> <tr style="height: 49px;"> <td style="height: 49px; width: 244px;">RFID Card Capacity</td> <td style="height: 49px; width: 326px;">30,000</td> </tr> <tr style="height: 49px;"> <td style="height: 49px; width: 244px;">Power Supply</td> <td style="height: 49px; width: 326px;">12V DC 1A</td> </tr> <tr style="height: 49px;"> <td style="height: 49px; width: 244px;">Communication to PC</td> <td style="height: 49px; width: 326px;">TCP/IP, RS485</td> </tr> <tr style="height: 49px;"> <td style="height: 49px; width: 244px;">Event Capacity</td> <td style="height: 49px; width: 326px;">100,000</td> </tr> </tbody> </table> | Pair with Elelvator software (ZK-BS-ELEVATOR-ONLINE) 1 software per controller | 5238 | 6927 | 1853 | IN STOCK at EXTERNAL supplier. <br> If ordered before 10AM: <br>DELIVERED next business day (main centres) <br>or 3-5 business days (regional areas or large items)<br> COLLECTION from Geewiz available Same Day (approx 4:30pm) | Miro | 1 | https://miro.co.za/img/p/2/7/3/7/2737.jpg | https://miro.co.za/index.php?controller=attachment&id_attachment=3439 | ZK-EC10 Data Sheet
3 | ZKTeco | ZK-D4330 | ZKTeco - Walk Through Metal Detector 33 Zone | <p><strong>FEATURES</strong></p> <ul> <li>Walk through metal detector for Security Inspection</li> <li>33 detection zones</li> <li>300 sensitivity levels</li> <li>7" LCD display</li> <li>Counter for alarm and people</li> <li>Synchronous sound &amp; LED alarm</li> <li>Remote control</li> <li>Simple installation and use</li> </ul> <p><strong>PRODUCT SPECIFICATIONS</strong></p> <table style="width: 600px;"> <tbody> <tr style="height: 45px;"> <td style="height: 45px; width: 244px;">Brand</td> <td style="height: 45px; width: 326px;"> <p class="h1 page-title">ZKTeco</p> </td> </tr> <tr style="height: 42px;"> <td style="height: 42px; width: 244px;">Item model number</td> <td style="height: 42px; width: 326px;"> <p>ZK-D4330</p> </td> </tr> <tr style="height: 49px;"> <td style="height: 49px; width: 244px;">Product Type</td> <td style="height: 49px; width: 326px;"> <p>Metal Detector</p> </td> </tr> <tr style="height: 49px;"> <td style="height: 49px; width: 244px;">Input voltage</td> <td style="height: 49px; width: 326px;"> <p>100V-240V, 50/60Hz</p> </td> </tr> <tr style="height: 49px;"> <td style="height: 49px; width: 244px;">Working temperature</td> <td style="height: 49px; width: 326px;">-20℃～+50℃</td> </tr> <tr style="height: 49px;"> <td style="height: 49px; width: 244px;">External Dimensions</td> <td style="height: 49px; width: 326px;">2220mm(H)*930mm(W)*760mm(D)</td> </tr> <tr style="height: 49px;"> <td style="height: 49px; width: 244px;">Channel Dimensions</td> <td style="height: 49px; width: 326px;">2010mm(H)*760mm(W)*760mm(D)</td> </tr> <tr style="height: 49px;"> <td style="height: 49px; width: 244px;">Package Dimensions</td> <td style="height: 49px; width: 326px;">2300mm(H)*335mm(W)*800mm(D)</td> </tr> <tr style="height: 49px;"> <td style="height: 49px; width: 244px;">Gross weight</td> <td style="height: 49px; width: 326px;">70kg</td> </tr> </tbody> </table> | 33 Dectection zones, 7"LCD HD display, Remote control | 50650 | 66985 | 1853 | IN STOCK at EXTERNAL supplier. <br> If ordered before 10AM: <br>DELIVERED next business day (main centres) <br>or 3-5 business days (regional areas or large items)<br> COLLECTION from Geewiz available Same Day (approx 4:30pm) | Miro | 1 | https://miro.co.za/img/p/2/7/3/3/2733.jpg |  | ZK-D4330 Data Sheet
3 | ZKTeco | ZK-EXIT-BUTTON-EB2 | ZKTeco - Securi-Prod Touch to Exit Sensor | <p><strong>FEATURES</strong></p> <p>Indoor Slave touch exit button</p> <p><strong>PRODUCT SPECIFICATIONS</strong></p> <table style="width: 600px;"> <tbody> <tr style="height: 45px;"> <td style="height: 45px; width: 244px;">Brand</td> <td style="height: 45px; width: 326px;"> <p class="h1 page-title">ZKTeco</p> </td> </tr> <tr style="height: 42px;"> <td style="height: 42px; width: 244px;">Item model number</td> <td style="height: 42px; width: 326px;"> <p>ZK-EXIT-BUTTON-EB2</p> </td> </tr> <tr style="height: 49px;"> <td style="height: 49px; width: 244px;">Product Type</td> <td style="height: 49px; width: 326px;"> <p>Exit Sensor</p> </td> </tr> <tr style="height: 49px;"> <td style="height: 49px; width: 244px;">Wires</td> <td style="height: 49px; width: 326px;"> <p>NO/NC/COM with blue/green light&nbsp;</p> </td> </tr> <tr style="height: 49px;"> <td style="height: 49px; width: 244px;">Size&nbsp;</td> <td style="height: 49px; width: 326px;">86 x 50 x 21mm</td> </tr> <tr style="height: 49px;"> <td style="height: 49px; width: 244px;">Working mode</td> <td style="height: 49px; width: 326px;">Touch sensor</td> </tr> </tbody> </table> | Indoor Slave touch exit button | 262 | 346 | 1853 | IN STOCK at EXTERNAL supplier. <br> If ordered before 10AM: <br>DELIVERED next business day (main centres) <br>or 3-5 business days (regional areas or large items)<br> COLLECTION from Geewiz available Same Day (approx 4:30pm) | Miro | 1 | https://miro.co.za/img/p/2/7/4/0/2740.jpg |  | ZK-EXIT-BUTTON-EB2 Data Sheet
3 | ZKTeco | ZK-HORUS-E1 | ZKTeco - 2MP Wireless Facial Recognition Time &amp; Attendance Terminal | <p><strong>FEATURES</strong></p> <p>The trend of Visible Light Facial Recognition technology have brought user experience of biometric technology to a new height. As one of the biometric industry leaders, ZKTeco launched the second-generation facial recognition terminal&ndash;Horus series, named after an Egyptian god, who has the legendary &ldquo;all-seeing eye&rdquo; that can clearly observe everything. Horus is one of the most advanced Access Control &amp; time and attendance terminal existing in the market, with incredibly compact size (almost the same size as iPhone XS max) and powerful facial recognition technology offering up to 3 meters recognition distance, &plusmn;30 degree pose angle tolerance, high anti-spoof ability, support on plentiful communication protocols (Wi-Fi, 3G, 4G, Bluetooth) and worldwide network setting, optional fingerprint and RFID card modules, up to 10,000 facial templates capacity, and is compatible with the all-in-one security &amp; time attendance platform ZKBioSecurity and BioTime.</p> <p><strong>PRODUCT SPECIFICATIONS</strong></p> <table style="width: 600px;"> <tbody> <tr style="height: 45px;"> <td style="height: 45px; width: 244px;">Brand</td> <td style="height: 45px; width: 326px;"> <p class="h1 page-title">ZKTeco</p> </td> </tr> <tr style="height: 42px;"> <td style="height: 42px; width: 244px;">Item model number</td> <td style="height: 42px; width: 326px;"> <p>ZK-HORUS-E1</p> </td> </tr> <tr style="height: 49px;"> <td style="height: 49px; width: 244px;">Product Type</td> <td style="height: 49px; width: 326px;"> <p>Facial Recognition Time &amp;amp; Attendance Terminal</p> </td> </tr> <tr style="height: 49px;"> <td style="height: 49px; width: 244px;">CPU</td> <td style="height: 49px; width: 326px;"> <p>Quad-core, 1.5GHz</p> </td> </tr> <tr style="height: 49px;"> <td style="height: 49px; width: 244px;">Memory</td> <td style="height: 49px; width: 326px;">RAM 2GB / ROM 16GB</td> </tr> <tr style="height: 49px;"> <td style="height: 49px; width: 244px;">Camera</td> <td style="height: 49px; width: 326px;">2MP Dual Camera</td> </tr> <tr style="height: 49px;"> <td style="height: 49px; width: 244px;">Verification Mode</td> <td style="height: 49px; width: 326px;">Face</td> </tr> <tr style="height: 49px;"> <td style="height: 49px; width: 244px;">Face Capacity</td> <td style="height: 49px; width: 326px;">6,000 / 10,000 (optional)</td> </tr> <tr style="height: 49px;"> <td style="height: 49px; width: 244px;">USB</td> <td style="height: 49px; width: 326px;">USB 2.0 (upto 16G USB Disk)</td> </tr> <tr style="height: 49px;"> <td style="height: 49px; width: 244px;">GPS</td> <td style="height: 49px; width: 326px;">GPS / A-GPS</td> </tr> <tr style="height: 49px;"> <td style="height: 49px; width: 244px;">Speaker</td> <td style="height: 49px; width: 326px;">90DB (10cm distance)</td> </tr> <tr style="height: 49px;"> <td style="height: 49px; width: 244px;">Microphone</td> <td style="height: 49px; width: 326px;">1m clear voice pickup</td> </tr> <tr style="height: 49px;"> <td style="height: 49px; width: 244px;">Power</td> <td style="height: 49px; width: 326px;">12V 2A</td> </tr> </tbody> </table> | Dual Camera, Only 10,000 Face Capacity, WIFI Connected 2.4/ 5GHz, Bluetooth, BIOTIME 8, Only T&amp;A | 4835 | 6394 | 1853 | IN STOCK at EXTERNAL supplier. <br> If ordered before 10AM: <br>DELIVERED next business day (main centres) <br>or 3-5 business days (regional areas or large items)<br> COLLECTION from Geewiz available Same Day (approx 4:30pm) | Miro | 1 | https://miro.co.za/img/p/2/8/8/3/2883.jpg | https://miro.co.za/index.php?controller=attachment&id_attachment=3447 | ZK-HORUS-E1 Data Sheet
3 | ZKTeco | ZK-HORUS-E1-FP | ZKTeco - 2MP Wireless Facial Recognition Time &amp; Attendance Terminal with Fingerprint | <p><strong>FEATURES</strong></p> <p>The trend of Visible Light Facial Recognition technology have brought user experience of biometric technology to a new height. As one of the biometric industry leaders, ZKTeco launched the second-generation facial recognition terminal&ndash;Horus series, named after an Egyptian god, who has the legendary &ldquo;all-seeing eye&rdquo; that can clearly observe everything. Horus is one of the most advanced Access Control &amp; time and attendance terminal existing in the market, with incredibly compact size (almost the same size as iPhone XS max) and powerful facial recognition technology offering up to 3 meters recognition distance, &plusmn;30 degree pose angle tolerance, high anti-spoof ability, support on plentiful communication protocols (Wi-Fi, 3G, 4G, Bluetooth) and worldwide network setting, optional fingerprint and RFID card modules, up to 10,000 facial templates capacity, and is compatible with the all-in-one security &amp; time attendance platform ZKBioSecurity and BioTime.</p> <p><strong>PRODUCT SPECIFICATIONS</strong></p> <table style="width: 600px;"> <tbody> <tr style="height: 45px;"> <td style="height: 45px; width: 244px;">Brand</td> <td style="height: 45px; width: 326px;"> <p class="h1 page-title">ZKTeco</p> </td> </tr> <tr style="height: 42px;"> <td style="height: 42px; width: 244px;">Item model number</td> <td style="height: 42px; width: 326px;"> <p>ZK-HORUS-E1-FP</p> </td> </tr> <tr style="height: 49px;"> <td style="height: 49px; width: 244px;">Product Type</td> <td style="height: 49px; width: 326px;"> <p>Wireless Facial Recognition Time &amp;amp; Attendance Terminal with Fingerprint</p> </td> </tr> <tr style="height: 49px;"> <td style="height: 49px; width: 244px;">CPU</td> <td style="height: 49px; width: 326px;"> <p>Quad-core, 1.5GHz</p> </td> </tr> <tr style="height: 49px;"> <td style="height: 49px; width: 244px;">Memory</td> <td style="height: 49px; width: 326px;">RAM 2GB / ROM 16GB</td> </tr> <tr style="height: 49px;"> <td style="height: 49px; width: 244px;">Camera</td> <td style="height: 49px; width: 326px;">2MP Dual Camera</td> </tr> <tr style="height: 49px;"> <td style="height: 49px; width: 244px;">Verification Mode</td> <td style="height: 49px; width: 326px;">Face + Fingerprint + RFID</td> </tr> <tr style="height: 49px;"> <td style="height: 49px; width: 244px;">Face Capacity</td> <td style="height: 49px; width: 326px;">6,000 / 10,000 (optional)</td> </tr> <tr style="height: 49px;"> <td style="height: 49px; width: 244px;">GPS</td> <td style="height: 49px; width: 326px;">GPS / A-GPS</td> </tr> <tr style="height: 49px;"> <td style="height: 49px; width: 244px;">Speaker</td> <td style="height: 49px; width: 326px;">90DB (10cm distance)</td> </tr> <tr style="height: 49px;"> <td style="height: 49px; width: 244px;">Microphone</td> <td style="height: 49px; width: 326px;">1m clear voice pickup</td> </tr> <tr style="height: 49px;"> <td style="height: 49px; width: 244px;">Power</td> <td style="height: 49px; width: 326px;">12V 2A</td> </tr> </tbody> </table> | Dual Camera, Face, Fingerprint &amp; RFID, WIFI Connected 2.4/ 5GHz, Bluetooth, BIOTIME 8, Only T&amp;A | 6044 | 7993 | 1853 | IN STOCK at EXTERNAL supplier. <br> If ordered before 10AM: <br>DELIVERED next business day (main centres) <br>or 3-5 business days (regional areas or large items)<br> COLLECTION from Geewiz available Same Day (approx 4:30pm) | Miro | 1 | https://miro.co.za/img/p/2/8/8/2/2882.jpg | https://miro.co.za/index.php?controller=attachment&id_attachment=3446 | ZK-HORUS-E1-FP Data Sheet
3 | ZKTeco | ZK-IN01-A-WIFI | ZKTeco - IN01 Fingerprint &amp; RFID Time &amp; Attendance Terminal | <p><strong>FEATURES</strong></p> <p>IN01-A is a 3-inch TFT screen Time Attendance &amp; Access Control Terminal that adopted the new user-friendly firmware and latest coreboard which improves its performance, accelerates identification speed and has more expandabilityfor various customization requirements.</p> <p>Built-in 2000 mAh backup battery eliminates the trouble of power failure. It is equipped with RS232/485, TCP/IP, USB-Host and optional Wi-Fi/ GPRS communication that ensure a smooth data transmission between device and PC. The IN01-A has access control interface for Wiegand I/O, door lock, alarm, and bell.</p> <p><strong>PRODUCT SPECIFICATIONS</strong></p> <table style="width: 600px;"> <tbody> <tr style="height: 45px;"> <td style="height: 45px; width: 244px;">Brand</td> <td style="height: 45px; width: 326px;"> <p class="h1 page-title">ZKTeco</p> </td> </tr> <tr style="height: 42px;"> <td style="height: 42px; width: 244px;">Item model number</td> <td style="height: 42px; width: 326px;"> <p>ZK-IN01-A-WIFI</p> </td> </tr> <tr style="height: 49px;"> <td style="height: 49px; width: 244px;">Product Type</td> <td style="height: 49px; width: 326px;"> <p>Attendance Terminal</p> </td> </tr> <tr style="height: 49px;"> <td style="height: 49px; width: 244px;">Fingerprint Capacity</td> <td style="height: 49px; width: 326px;"> <p>3,000</p> </td> </tr> <tr style="height: 49px;"> <td style="height: 49px; width: 244px;">ID Card Capacity</td> <td style="height: 49px; width: 326px;">10,000 (Optional)</td> </tr> <tr style="height: 49px;"> <td style="height: 49px; width: 244px;">Record Capacity</td> <td style="height: 49px; width: 326px;">100,000</td> </tr> <tr style="height: 49px;"> <td style="height: 49px; width: 244px;">Display</td> <td style="height: 49px; width: 326px;">3 inch TFT Screen</td> </tr> <tr style="height: 49px;"> <td style="height: 49px; width: 244px;">Communication</td> <td style="height: 49px; width: 326px;">TCP/IP, RS232/485, USB Host &amp; Client</td> </tr> <tr style="height: 49px;"> <td style="height: 49px; width: 244px;">Access Control Interface</td> <td style="height: 49px; width: 326px;">3rd Party Electric Lock, Door Sensor, Exit Button, Alarm, Door Bell</td> </tr> <tr style="height: 49px;"> <td style="height: 49px; width: 244px;">Wiegand Signal</td> <td style="height: 49px; width: 326px;">Wiegand Signal</td> </tr> <tr style="height: 49px;"> <td style="height: 49px; width: 244px;">Power Supply</td> <td style="height: 49px; width: 326px;">DC12V 1.5A</td> </tr> </tbody> </table> | Fingerprint Recognition TA &amp; Access Terminal, Comes with a power supply, Works on TimeNet &amp; Biotime | 4610 | 6097 | 1858 | IN STOCK at EXTERNAL supplier. <br> If ordered before 10AM: <br>DELIVERED next business day (main centres) <br>or 3-5 business days (regional areas or large items)<br> COLLECTION from Geewiz available Same Day (approx 4:30pm) | Miro | 1 | https://miro.co.za/img/p/2/8/8/1/2881.jpg | https://miro.co.za/index.php?controller=attachment&id_attachment=3448 | ZK-IN01-A-WIFI Data Sheet
3 | ZKTeco | ZK-INBIO160 | ZKTeco - Inbio 160 - 1 Door Access Control Panel | <p><strong>FEATURES</strong></p> <p>&bull; SD Card data backup</p> <p>&bull; Onboard template storage</p> <p>&bull; Multiple hardware protection</p> <p>&bull; Dual communication mode</p> <p>&bull; Supports different Wiegand readers</p> <p>&bull; Input / Output ports to control doors</p> <p>&bull; Stores 3000 fingerprint templates</p> <p><strong>PRODUCT SPECIFICATIONS</strong></p> <table style="width: 600px;"> <tbody> <tr style="height: 45px;"> <td style="height: 45px; width: 244px;">Brand</td> <td style="height: 45px; width: 326px;"> <p class="h1 page-title">ZKTeco</p> </td> </tr> <tr style="height: 42px;"> <td style="height: 42px; width: 244px;">Item model number</td> <td style="height: 42px; width: 326px;"> <p>ZK-INBIO160</p> </td> </tr> <tr style="height: 49px;"> <td style="height: 49px; width: 244px;">Product Type</td> <td style="height: 49px; width: 326px;"> <p>Door Access Control Panel</p> </td> </tr> <tr style="height: 49px;"> <td style="height: 49px; width: 244px;">Fingerprint Capacity:</td> <td style="height: 49px; width: 326px;"> <p>3,000 templates</p> </td> </tr> <tr style="height: 49px;"> <td style="height: 49px; width: 244px;">Card Capacity</td> <td style="height: 49px; width: 326px;">30,000 templates</td> </tr> <tr style="height: 49px;"> <td style="height: 49px; width: 244px;">Transactions Capacity</td> <td style="height: 49px; width: 326px;">100,000 transactions</td> </tr> <tr style="height: 49px;"> <td style="height: 49px; width: 244px;">Communication</td> <td style="height: 49px; width: 326px;">RS485, TCP/IP</td> </tr> <tr style="height: 49px;"> <td style="height: 49px; width: 244px;">Data Backup</td> <td style="height: 49px; width: 326px;">SD-card</td> </tr> <tr style="height: 49px;"> <td style="height: 49px; width: 244px;">Output</td> <td style="height: 49px; width: 326px;">1 no. (1 X FORM-C relay) &amp; 1 no. (1 X AUX FORM C relay)</td> </tr> <tr style="height: 49px;"> <td style="height: 49px; width: 244px;">Input</td> <td style="height: 49px; width: 326px;">2 no. (1 X Exit button &amp; 1 X Door sensor)</td> </tr> <tr style="height: 49px;"> <td style="height: 49px; width: 244px;">Power Supply</td> <td style="height: 49px; width: 326px;">9 - 14V DC 1A</td> </tr> </tbody> </table> | TCP/IP and RS-485, Pair 2 Slave Readers, Works on Access 3.5 Free software | 3110 | 4113 | 1853 | IN STOCK at EXTERNAL supplier. <br> If ordered before 10AM: <br>DELIVERED next business day (main centres) <br>or 3-5 business days (regional areas or large items)<br> COLLECTION from Geewiz available Same Day (approx 4:30pm) | Miro | 1 | https://miro.co.za/img/p/2/7/6/3/2763.jpg | https://miro.co.za/index.php?controller=attachment&id_attachment=3449 | ZK-INBIO160 Data Sheet
3 | ZKTeco | ZK-INBIO160-PRO | ZKTeco - Inbio 160 - 1 Door Pro Access Control Panel | <p><strong>FEATURES</strong></p> <p>InBio Pro Series is a project oriented high-end product line with unique features such as embedded fingerprint verification and advanced access control functions, which can be managed by TCP/IP communication thru LAN or WAN networks.</p> <p>The InBio Pro Series are the perfect match for ZKBioSecurity web based software platform to provide a full featured biometric security solution.</p> <p>In combination with the FR1300 RS485 reader, the panels can authenticate users under multiple verification modes such as fingerprint, card and password for a higher security level.</p> <p><strong>PRODUCT SPECIFICATIONS</strong></p> <table style="width: 600px;"> <tbody> <tr style="height: 45px;"> <td style="height: 45px; width: 244px;">Brand</td> <td style="height: 45px; width: 326px;"> <p class="h1 page-title">ZKTeco</p> </td> </tr> <tr style="height: 42px;"> <td style="height: 42px; width: 244px;">Item model number</td> <td style="height: 42px; width: 326px;"> <p>ZK-INBIO160-PRO</p> </td> </tr> <tr style="height: 49px;"> <td style="height: 49px; width: 244px;">Product Type</td> <td style="height: 49px; width: 326px;"> <p>Access Control Panel</p> </td> </tr> <tr style="height: 49px;"> <td style="height: 49px; width: 244px;">Number of doors controller</td> <td style="height: 49px; width: 326px;"> <p>1 Door</p> </td> </tr> <tr style="height: 49px;"> <td style="height: 49px; width: 244px;">Numbers of readers supported</td> <td style="height: 49px; width: 326px;">4(2 RS-485 Reader, 2 26-bit wiegand reader)</td> </tr> <tr style="height: 49px;"> <td style="height: 49px; width: 244px;">Card holders Capacity</td> <td style="height: 49px; width: 326px;">60,000</td> </tr> <tr style="height: 49px;"> <td style="height: 49px; width: 244px;">Fingerprint Capacity</td> <td style="height: 49px; width: 326px;">20,000</td> </tr> <tr style="height: 49px;"> <td style="height: 49px; width: 244px;">Log Events Capacity</td> <td style="height: 49px; width: 326px;">100,000</td> </tr> <tr style="height: 49px;"> <td style="height: 49px; width: 244px;">CPU</td> <td style="height: 49px; width: 326px;">32 bit 1.2GHz CPU</td> </tr> <tr style="height: 49px;"> <td style="height: 49px; width: 244px;">RAM</td> <td style="height: 49px; width: 326px;">128MB</td> </tr> <tr style="height: 49px;"> <td style="height: 49px; width: 244px;">Flash Memory</td> <td style="height: 49px; width: 326px;">256MB</td> </tr> <tr style="height: 49px;"> <td style="height: 49px; width: 244px;">Power</td> <td style="height: 49px; width: 326px;">9.6V-14.4V DC</td> </tr> </tbody> </table> | TCP/IP and RS-485, Pair 2 Slave Readers, Works on ZKBiosecurity Software | 3251 | 4299 | 1858 | IN STOCK at EXTERNAL supplier. <br> If ordered before 10AM: <br>DELIVERED next business day (main centres) <br>or 3-5 business days (regional areas or large items)<br> COLLECTION from Geewiz available Same Day (approx 4:30pm) | Miro | 1 | https://miro.co.za/img/p/2/7/6/2/2762.jpg | https://miro.co.za/index.php?controller=attachment&id_attachment=3450 | ZK-INBIO160-PRO Data Sheet
3 | ZKTeco | ZK-INBIO260-PRO | ZKTeco - Inbio 260 - 2 Door Pro Access Control Panel | <p><strong>FEATURES</strong></p> <p>InBio Pro Series is a project oriented high-end product line with unique features such as embedded fingerprint verification and advanced access control functions, which can be managed by TCP/IP communication thru LAN or WAN networks.</p> <p>The InBio Pro Series are the perfect match for ZKBioSecurity web based software platform to provide a full featured biometric security solution.</p> <p>In combination with the FR1300 RS485 reader, the panels can authenticate users under multiple verification modes such as fingerprint, card and password for a higher security level.</p> <p><strong>PRODUCT SPECIFICATIONS</strong></p> <table style="width: 600px;"> <tbody> <tr style="height: 45px;"> <td style="height: 45px; width: 244px;">Brand</td> <td style="height: 45px; width: 326px;"> <p class="h1 page-title">ZKTeco</p> </td> </tr> <tr style="height: 42px;"> <td style="height: 42px; width: 244px;">Item model number</td> <td style="height: 42px; width: 326px;"> <p>ZK-INBIO260-PRO</p> </td> </tr> <tr style="height: 49px;"> <td style="height: 49px; width: 244px;">Product Type</td> <td style="height: 49px; width: 326px;"> <p>Access Control Panel</p> </td> </tr> <tr style="height: 49px;"> <td style="height: 49px; width: 244px;">Number of doors controller</td> <td style="height: 49px; width: 326px;"> <p>2 Door</p> </td> </tr> <tr style="height: 49px;"> <td style="height: 49px; width: 244px;">Numbers of readers supported</td> <td style="height: 49px; width: 326px;">8(4 RS-485 Reader, 4 26-bit wiegand reader)</td> </tr> <tr style="height: 49px;"> <td style="height: 49px; width: 244px;">Card holders Capacity</td> <td style="height: 49px; width: 326px;">60,000</td> </tr> <tr style="height: 49px;"> <td style="height: 49px; width: 244px;">Fingerprint Capacity</td> <td style="height: 49px; width: 326px;">20,000</td> </tr> <tr style="height: 49px;"> <td style="height: 49px; width: 244px;">Log Events Capacity</td> <td style="height: 49px; width: 326px;">100,000</td> </tr> <tr style="height: 49px;"> <td style="height: 49px; width: 244px;">CPU</td> <td style="height: 49px; width: 326px;">32 bit 1.2GHz CPU</td> </tr> <tr style="height: 49px;"> <td style="height: 49px; width: 244px;">RAM</td> <td style="height: 49px; width: 326px;">128MB</td> </tr> <tr style="height: 49px;"> <td style="height: 49px; width: 244px;">Flash Memory</td> <td style="height: 49px; width: 326px;">256MB</td> </tr> <tr style="height: 49px;"> <td style="height: 49px; width: 244px;">Power</td> <td style="height: 49px; width: 326px;">9.6V-14.4V DC</td> </tr> </tbody> </table> | TCP/IP and RS-485, Pair 4 Slave Readers, Works on ZKBiosecurity Software | 4634 | 6128 | 1853 | IN STOCK at EXTERNAL supplier. <br> If ordered before 10AM: <br>DELIVERED next business day (main centres) <br>or 3-5 business days (regional areas or large items)<br> COLLECTION from Geewiz available Same Day (approx 4:30pm) | Miro | 1 | https://miro.co.za/img/p/2/7/6/5/2765.jpg | https://miro.co.za/index.php?controller=attachment&id_attachment=3452 | ZK-INBIO260-PRO Data Sheet
3 | ZKTeco | ZK-INBIO260 | ZKTeco - Inbio 260 - 2 Door Access Control Panel | <p><strong>FEATURES</strong></p> <p>&bull; SD Card data backup</p> <p>&bull; Onboard template storage</p> <p>&bull; Multiple hardware protection</p> <p>&bull; Dual communication mode</p> <p>&bull; Supports different Wiegand readers</p> <p>&bull; Input / Output ports to control doors</p> <p>&bull; Stores 3000 fingerprint templates</p> <p><strong>PRODUCT SPECIFICATIONS</strong></p> <table style="width: 600px;"> <tbody> <tr style="height: 45px;"> <td style="height: 45px; width: 244px;">Brand</td> <td style="height: 45px; width: 326px;"> <p class="h1 page-title">ZKTeco</p> </td> </tr> <tr style="height: 42px;"> <td style="height: 42px; width: 244px;">Item model number</td> <td style="height: 42px; width: 326px;"> <p>ZK-INBIO260</p> </td> </tr> <tr style="height: 49px;"> <td style="height: 49px; width: 244px;">Product Type</td> <td style="height: 49px; width: 326px;"> <p>Access Control Panel</p> </td> </tr> <tr style="height: 49px;"> <td style="height: 49px; width: 244px;">Fingerprint Capacity</td> <td style="height: 49px; width: 326px;"> <p>3,000 templates</p> </td> </tr> <tr style="height: 49px;"> <td style="height: 49px; width: 244px;">Card Capacity</td> <td style="height: 49px; width: 326px;">30,000 templates</td> </tr> <tr style="height: 49px;"> <td style="height: 49px; width: 244px;">Transactions Capacity</td> <td style="height: 49px; width: 326px;">100,000 transactions</td> </tr> <tr style="height: 49px;"> <td style="height: 49px; width: 244px;">Communication</td> <td style="height: 49px; width: 326px;">RS485, TCP/IP</td> </tr> <tr style="height: 49px;"> <td style="height: 49px; width: 244px;">Data Backup</td> <td style="height: 49px; width: 326px;">SD-card</td> </tr> <tr style="height: 49px;"> <td style="height: 49px; width: 244px;">Access Control interfaces</td> <td style="height: 49px; width: 326px;">3rd party electric lock, door sensor, exit button, door alarm</td> </tr> <tr style="height: 49px;"> <td style="height: 49px; width: 244px;">Power Supply</td> <td style="height: 49px; width: 326px;">9 - 14V DC 1A</td> </tr> </tbody> </table> | TCP/IP and RS-485, Pair 4 Slave Readers, Works on Access 3.5 Free software | 4648 | 6147 | 1853 | IN STOCK at EXTERNAL supplier. <br> If ordered before 10AM: <br>DELIVERED next business day (main centres) <br>or 3-5 business days (regional areas or large items)<br> COLLECTION from Geewiz available Same Day (approx 4:30pm) | Miro | 1 | https://miro.co.za/img/p/2/7/6/8/2768.jpg | https://miro.co.za/index.php?controller=attachment&id_attachment=3451 | ZK-INBIO260 Data Sheet
3 | ZKTeco | ZK-INBIO460-PRO | ZKTeco - Inbio 460 - 4 Door Pro Access Control Panel | <p><strong>FEATURES</strong></p> <p>InBio Pro Series is a project oriented high-end product line with unique features such as embedded fingerprint verification and advanced access control functions, which can be managed by TCP/IP communication thru LAN or WAN networks.</p> <p>The InBio Pro Series are the perfect match for ZKBioSecurity web based software platform to provide a full featured biometric security solution.</p> <p>In combination with the FR1300 RS485 reader, the panels can authenticate users under multiple verification modes such as fingerprint, card and password for a higher security level.</p> <p><strong>PRODUCT SPECIFICATIONS</strong></p> <table style="width: 600px;"> <tbody> <tr style="height: 45px;"> <td style="height: 45px; width: 244px;">Brand</td> <td style="height: 45px; width: 326px;"> <p class="h1 page-title">ZKTeco</p> </td> </tr> <tr style="height: 42px;"> <td style="height: 42px; width: 244px;">Item model number</td> <td style="height: 42px; width: 326px;"> <p>ZK-INBIO460-PRO</p> </td> </tr> <tr style="height: 49px;"> <td style="height: 49px; width: 244px;">Product Type</td> <td style="height: 49px; width: 326px;"> <p>Access Control Panel</p> </td> </tr> <tr style="height: 49px;"> <td style="height: 49px; width: 244px;">Number of doors controller</td> <td style="height: 49px; width: 326px;"> <p>4 Door</p> </td> </tr> <tr style="height: 49px;"> <td style="height: 49px; width: 244px;">Numbers of readers supported</td> <td style="height: 49px; width: 326px;">12 (8 RS-485 Reader, 4 26-bit wiegand reader)</td> </tr> <tr style="height: 49px;"> <td style="height: 49px; width: 244px;">Card holders Capacity</td> <td style="height: 49px; width: 326px;">60,000</td> </tr> <tr style="height: 49px;"> <td style="height: 49px; width: 244px;">Fingerprint Capacity</td> <td style="height: 49px; width: 326px;">20,000</td> </tr> <tr style="height: 49px;"> <td style="height: 49px; width: 244px;">Log Events Capacity</td> <td style="height: 49px; width: 326px;">100,000</td> </tr> <tr style="height: 49px;"> <td style="height: 49px; width: 244px;">Communication</td> <td style="height: 49px; width: 326px;">TCP/IP</td> </tr> <tr style="height: 49px;"> <td style="height: 49px; width: 244px;">CPU</td> <td style="height: 49px; width: 326px;">32 bit 1.2GHz CPU</td> </tr> <tr style="height: 49px;"> <td style="height: 49px; width: 244px;">RAM</td> <td style="height: 49px; width: 326px;">128MB</td> </tr> <tr style="height: 49px;"> <td style="height: 49px; width: 244px;">Flash Memory</td> <td style="height: 49px; width: 326px;">256MB</td> </tr> <tr style="height: 49px;"> <td style="height: 49px; width: 244px;">Power</td> <td style="height: 49px; width: 326px;">9.6V-14.4V DC</td> </tr> </tbody> </table> | TCP/IP and RS-485, Pair 8 Slave Readers, Works on ZKBiosecurity Software | 6951 | 9193 | 1853 | IN STOCK at EXTERNAL supplier. <br> If ordered before 10AM: <br>DELIVERED next business day (main centres) <br>or 3-5 business days (regional areas or large items)<br> COLLECTION from Geewiz available Same Day (approx 4:30pm) | Miro | 1 | https://miro.co.za/img/p/2/7/7/0/2770.jpg | https://miro.co.za/index.php?controller=attachment&id_attachment=3454 | ZK-INBIO460-PRO Data Sheet
3 | ZKTeco | ZK-K1 | ZKTeco - No Touch Sensor without remote key | <p><strong>FEATURES</strong></p> <ul> <li>Door release buttons</li> <li>No touch / Touch free Exit Sensor (Diffused Detection)</li> <li>Optical / Infrared Technology</li> <li>IP-55 Ingress Protection / SUS 304 Stainless steel Plate</li> <li>User friendly (Healthy protection)</li> <li>Free from contagious diseases spread</li> <li>Detection range: 0.1 ~ 10 cm</li> </ul> <p><strong>PRODUCT SPECIFICATIONS</strong></p> <table style="width: 600px;"> <tbody> <tr style="height: 45px;"> <td style="height: 45px; width: 244px;">Brand</td> <td style="height: 45px; width: 326px;"> <p class="h1 page-title">ZKTeco</p> </td> </tr> <tr style="height: 42px;"> <td style="height: 42px; width: 244px;">Item model number</td> <td style="height: 42px; width: 326px;"> <p>ZK-K1</p> </td> </tr> <tr style="height: 49px;"> <td style="height: 49px; width: 244px;">Product Type</td> <td style="height: 49px; width: 326px;"> <p>Touch Sensor</p> </td> </tr> <tr style="height: 49px;"> <td style="height: 49px; width: 244px;">Contact Rating</td> <td style="height: 49px; width: 326px;"> <p>3A/AC120V, DC30V</p> </td> </tr> <tr style="height: 49px;"> <td style="height: 49px; width: 244px;">Input Volt.</td> <td style="height: 49px; width: 326px;">DC 12V</td> </tr> <tr style="height: 49px;"> <td style="height: 49px; width: 244px;">Operation temperature range</td> <td style="height: 49px; width: 326px;">20&ordm;C 55&ordm;C</td> </tr> <tr style="height: 49px;"> <td style="height: 49px; width: 244px;">Life</td> <td style="height: 49px; width: 326px;">100.000 Times</td> </tr> <tr style="height: 49px;"> <td style="height: 49px; width: 244px;">Mounting</td> <td style="height: 49px; width: 326px;">Durable stainless steel plate</td> </tr> </tbody> </table> | NO, NC, COM relay output, Pair with Stand Alone Reader | 393 | 520 | 1858 | IN STOCK at EXTERNAL supplier. <br> If ordered before 10AM: <br>DELIVERED next business day (main centres) <br>or 3-5 business days (regional areas or large items)<br> COLLECTION from Geewiz available Same Day (approx 4:30pm) | Miro | 1 | https://miro.co.za/img/p/2/7/7/6/2776.jpg | https://miro.co.za/index.php?controller=attachment&id_attachment=3455 | ZK-K1 Data Sheet
3 | ZKTeco | ZK-K2 | ZKTeco - Non Touch sensor with remote Key | <p><strong>FEATURES</strong></p> <p>No contact&nbsp;exit button, up to 3.93"&nbsp;&nbsp;(10 cm) detection.</p> <p>It has an&nbsp;RF receptor for long distance&nbsp;remote control operation, supports up to 15.<br /><br />Stylish Design for any type of business.</p> <p><strong>PRODUCT SPECIFICATIONS</strong></p> <table style="width: 600px;"> <tbody> <tr style="height: 45px;"> <td style="height: 45px; width: 244px;">Brand</td> <td style="height: 45px; width: 326px;"> <p class="h1 page-title">ZKTeco</p> </td> </tr> <tr style="height: 42px;"> <td style="height: 42px; width: 244px;">Item model number</td> <td style="height: 42px; width: 326px;"> <p>ZK-K2</p> </td> </tr> <tr style="height: 49px;"> <td style="height: 49px; width: 244px;">Product Type</td> <td style="height: 49px; width: 326px;"> <p>Non Touch sensor with remote Key</p> </td> </tr> <tr style="height: 49px;"> <td style="height: 49px; width: 244px;">Relay capacity</td> <td style="height: 49px; width: 326px;"> <p>120VAC, 30VDC / 3A</p> </td> </tr> <tr style="height: 49px;"> <td style="height: 49px; width: 244px;">Voltage</td> <td style="height: 49px; width: 326px;">12VDC</td> </tr> <tr style="height: 49px;"> <td style="height: 49px; width: 244px;">Detection range</td> <td style="height: 49px; width: 326px;">Up to 3.93" (10 cm)</td> </tr> <tr style="height: 49px;"> <td style="height: 49px; width: 244px;">Operating Distance</td> <td style="height: 49px; width: 326px;">Up to 11.81" (30 m)</td> </tr> <tr style="height: 49px;"> <td style="height: 49px; width: 244px;">Operation frequency</td> <td style="height: 49px; width: 326px;">433 MHz</td> </tr> <tr style="height: 49px;"> <td style="height: 49px; width: 244px;">Remote control battery</td> <td style="height: 49px; width: 326px;">Alkaline battery 12V 27A</td> </tr> </tbody> </table> | NO, NC, COM relay output, NO, NC, COM relay output, Pair with Stand Alone Reader | 455 | 602 | 1858 | IN STOCK at EXTERNAL supplier. <br> If ordered before 10AM: <br>DELIVERED next business day (main centres) <br>or 3-5 business days (regional areas or large items)<br> COLLECTION from Geewiz available Same Day (approx 4:30pm) | Miro | 1 | https://miro.co.za/img/p/2/7/7/9/2779.jpg | https://miro.co.za/index.php?controller=attachment&id_attachment=3456 | ZK-K2 Data Sheet
3 | ZKTeco | ZK-KF460/ID | ZKTeco - Face Time Attendance Terminal with Access Control Functions | <p><strong>FEATURES</strong></p> <p>KF460 is an innovative terminal for management employee attendance and basic access control functions. User verification is performed using face recognition (standard) or ID/MF cards (optional). The verification process takes less than 1 second.<br />The user-friendly UI provides customers with a quick and easy experience. Data transfer can be done through your TCP / IP or USB to transfer data manually interface.</p> <p><strong>PRODUCT SPECIFICATIONS</strong></p> <table style="width: 600px;"> <tbody> <tr style="height: 45px;"> <td style="height: 45px; width: 244px;">Brand</td> <td style="height: 45px; width: 326px;"> <p class="h1 page-title">ZKTeco</p> </td> </tr> <tr style="height: 42px;"> <td style="height: 42px; width: 244px;">Item model number</td> <td style="height: 42px; width: 326px;"> <p>ZK-KF460/ID</p> </td> </tr> <tr style="height: 49px;"> <td style="height: 49px; width: 244px;">Product Type</td> <td style="height: 49px; width: 326px;"> <p>Face Time Attendance Terminal</p> </td> </tr> <tr style="height: 49px;"> <td style="height: 49px; width: 244px;">Face Capacity</td> <td style="height: 49px; width: 326px;"> <p>800&nbsp;</p> </td> </tr> <tr style="height: 49px;"> <td style="height: 49px; width: 244px;">&nbsp;ID Card Capacity</td> <td style="height: 49px; width: 326px;">1, 000 (Optional)</td> </tr> <tr style="height: 49px;"> <td style="height: 49px; width: 244px;">Record Capacity</td> <td style="height: 49px; width: 326px;">100&nbsp;</td> </tr> <tr style="height: 49px;"> <td style="height: 49px; width: 244px;">Power Supply</td> <td style="height: 49px; width: 326px;">DC 12V 1.5A&nbsp;</td> </tr> <tr style="height: 49px;"> <td style="height: 49px; width: 244px;">Verification Speed&nbsp;</td> <td style="height: 49px; width: 326px;">51 Sec</td> </tr> </tbody> </table> | 1,500 Faces, 100,00 records and 2,000 cards (includes PSU) | 3244 | 4290 | 1853 | IN STOCK at EXTERNAL supplier. <br> If ordered before 10AM: <br>DELIVERED next business day (main centres) <br>or 3-5 business days (regional areas or large items)<br> COLLECTION from Geewiz available Same Day (approx 4:30pm) | Miro | 1 | https://miro.co.za/img/p/2/8/8/0/2880.jpg |  | ZK-KF460/ID Data Sheet
3 | ZKTeco | ZK-KR310 | ZKTeco - Dual Frequency RFID and Mifare Slave Wiegand Card Reader | <p><strong>FEATURES</strong></p> <p>KR310 is an external wiegand reader for ZKTeco access control standalone devices and control panels. With a robust design, it is easy to connect and install, and o er the possibility to control one door from both sides. The LED lights indicate allowed or denied access. It has a proximity reading range of up to 10cm (125KHz). KR310 is waterproof, and the operating temperatures can range from -10&ordm; to +70&ordm;, it is the ideal solution for outdoor installation.</p> <p><strong>PRODUCT SPECIFICATIONS</strong></p> <table style="width: 600px;"> <tbody> <tr style="height: 45px;"> <td style="height: 45px; width: 244px;">Brand</td> <td style="height: 45px; width: 326px;"> <p class="h1 page-title">ZKTeco</p> </td> </tr> <tr style="height: 42px;"> <td style="height: 42px; width: 244px;">Item model number</td> <td style="height: 42px; width: 326px;"> <p>ZK-KR310</p> </td> </tr> <tr style="height: 49px;"> <td style="height: 49px; width: 244px;">Product Type</td> <td style="height: 49px; width: 326px;"> <p>Card Reader</p> </td> </tr> <tr style="height: 49px;"> <td style="height: 49px; width: 244px;">Compatiblity</td> <td style="height: 49px; width: 326px;"> <p>ID, Mifare Classic, Mifare Des re</p> </td> </tr> <tr style="height: 49px;"> <td style="height: 49px; width: 244px;">Wiegand Signa</td> <td style="height: 49px; width: 326px;">Wiegand 34 bit (EM/MF)</td> </tr> <tr style="height: 49px;"> <td style="height: 49px; width: 244px;">Power Supply</td> <td style="height: 49px; width: 326px;">DC 6-14V / Max.70mA</td> </tr> <tr style="height: 49px;"> <td style="height: 49px; width: 244px;">Reading Distance</td> <td style="height: 49px; width: 326px;">Up to 10cm (According to different working conditions and cards)</td> </tr> <tr style="height: 49px;"> <td style="height: 49px; width: 244px;">Read Time</td> <td style="height: 49px; width: 326px;">&lt;300ms</td> </tr> <tr style="height: 49px;"> <td style="height: 49px; width: 244px;">Operating Frequency</td> <td style="height: 49px; width: 326px;">125KHz / 13.56MHz</td> </tr> </tbody> </table> | 125 KHz prox, 13.56 MHz mifare card reader, External LED, IP65 | 410 | 542 | 1853 | IN STOCK at EXTERNAL supplier. <br> If ordered before 10AM: <br>DELIVERED next business day (main centres) <br>or 3-5 business days (regional areas or large items)<br> COLLECTION from Geewiz available Same Day (approx 4:30pm) | Miro | 1 | https://miro.co.za/img/p/2/8/7/9/2879.jpg | https://miro.co.za/index.php?controller=attachment&id_attachment=3459 | ZK-KR310 Data Sheet
3 | ZKTeco | ZK-KR300 | ZKTeco - KR300 RFID and Mifare Proximity Slave unit | <p><strong>FEATURES</strong></p> <p>The KR Series is the main accessories line of external wiegand readers for all our access control devices. With an elegant and robust design, they are easy to connect and install, and offer the possibility to control one door from both sides. The LED lights indicate allowed or denied access. They have a proximity reading range of up to 10cm in the E series case and up to 5cm in the M series case. The fact that this series is waterproof, and the operating temperatures can range from -20&ordm; to +65&ordm;, it is the ideal solution for outdoor installation. Also they can be connected with our C3 controllers.</p> <p><strong>PRODUCT SPECIFICATIONS</strong></p> <table style="width: 600px;"> <tbody> <tr style="height: 45px;"> <td style="height: 45px; width: 244px;">Brand</td> <td style="height: 45px; width: 326px;"> <p class="h1 page-title">ZKTeco</p> </td> </tr> <tr style="height: 42px;"> <td style="height: 42px; width: 244px;">Item model number</td> <td style="height: 42px; width: 326px;"> <p>ZK-KR300</p> </td> </tr> <tr style="height: 49px;"> <td style="height: 49px; width: 244px;">Product Type</td> <td style="height: 49px; width: 326px;"> <p>Slave unit</p> </td> </tr> <tr style="height: 49px;"> <td style="height: 49px; width: 244px;">Read Range</td> <td style="height: 49px; width: 326px;"> <p>Up to10CM</p> </td> </tr> <tr style="height: 49px;"> <td style="height: 49px; width: 244px;">Reading time ( Card )</td> <td style="height: 49px; width: 326px;">&le;300ms</td> </tr> <tr style="height: 49px;"> <td style="height: 49px; width: 244px;">Power</td> <td style="height: 49px; width: 326px;">DC 6-14V / Max.70mA</td> </tr> <tr style="height: 49px;"> <td style="height: 49px; width: 244px;">Input Port</td> <td style="height: 49px; width: 326px;">2ea (External LED Control, External Buzzer Control)</td> </tr> <tr style="height: 49px;"> <td style="height: 49px; width: 244px;">Output Pin Format</td> <td style="height: 49px; width: 326px;">8 bits</td> </tr> <tr style="height: 49px;"> <td style="height: 49px; width: 244px;">Beeper</td> <td style="height: 49px; width: 326px;">yes</td> </tr> <tr style="height: 49px;"> <td style="height: 49px; width: 244px;">Operating temperature</td> <td style="height: 49px; width: 326px;">"-10&deg; to +70&deg;C"</td> </tr> </tbody> </table> | 125 KHz prox, 13.56 MHz mifare card reader, External LED, IP65 | 354 | 468 | 1853 | IN STOCK at EXTERNAL supplier. <br> If ordered before 10AM: <br>DELIVERED next business day (main centres) <br>or 3-5 business days (regional areas or large items)<br> COLLECTION from Geewiz available Same Day (approx 4:30pm) | Miro | 1 | https://miro.co.za/img/p/2/7/8/2/2782.jpg | https://miro.co.za/index.php?controller=attachment&id_attachment=3458 | ZK-KR300 Data Sheet
3 | ZKTeco | ZK-KR601 | ZKTeco - RFID and Mifare Card Slave Reader without keypad | <p><strong>FEATURES</strong></p> <p>&bull; IP65 Rated Reader</p> <p>&bull; Reading Distance</p> <p>&bull; Speed &amp; Reliabality</p> <p>&bull; Integration with C3 Controllers</p> <p>&bull; Styling</p> <p>&bull; Solid Epoxy Potted</p> <p>&bull; External Buzzer</p> <p>&bull; Easy installation&nbsp;</p> <p><strong>PRODUCT SPECIFICATIONS</strong></p> <table style="width: 600px;"> <tbody> <tr style="height: 45px;"> <td style="height: 45px; width: 244px;">Brand</td> <td style="height: 45px; width: 326px;"> <p class="h1 page-title">ZKTeco</p> </td> </tr> <tr style="height: 42px;"> <td style="height: 42px; width: 244px;">Item model number</td> <td style="height: 42px; width: 326px;"> <p>ZK-KR601</p> </td> </tr> <tr style="height: 49px;"> <td style="height: 49px; width: 244px;">Product Type</td> <td style="height: 49px; width: 326px;"> <p>Card Slave Reader</p> </td> </tr> <tr style="height: 49px;"> <td style="height: 49px; width: 244px;">Read Range</td> <td style="height: 49px; width: 326px;"> <p>KRxxx-E: Up to 10CM</p> <p>KRxxx-M: Up to 5CM</p> </td> </tr> <tr style="height: 49px;"> <td style="height: 49px; width: 244px;">Reading Time</td> <td style="height: 49px; width: 326px;">&le;300ms</td> </tr> <tr style="height: 49px;"> <td style="height: 49px; width: 244px;">Input Port</td> <td style="height: 49px; width: 326px;"> <p>External LED Control</p> <p>External Buzzer Contro</p> </td> </tr> <tr style="height: 49px;"> <td style="height: 49px; width: 244px;">Output Format</td> <td style="height: 49px; width: 326px;"> <p>KRxxx-E: 26bit Wiegand (Default)</p> <p>KRxxx-M: 34bit Wiegand (Default)</p> </td> </tr> <tr style="height: 49px;"> <td style="height: 49px; width: 244px;">Power/Current</td> <td style="height: 49px; width: 326px;">DC 6-14V / Max.70mA</td> </tr> <tr style="height: 49px;"> <td style="height: 49px; width: 244px;">Operating Temperature</td> <td style="height: 49px; width: 326px;">-20&deg;C to 65&deg;C(-10&deg; to +70&deg;C)</td> </tr> </tbody> </table> | DC6-14V, 26bit Wiegand Red and Green LED'S | 363 | 480 | 1853 | IN STOCK at EXTERNAL supplier. <br> If ordered before 10AM: <br>DELIVERED next business day (main centres) <br>or 3-5 business days (regional areas or large items)<br> COLLECTION from Geewiz available Same Day (approx 4:30pm) | Miro | 1 | https://miro.co.za/img/p/2/7/8/4/2784.jpg | https://miro.co.za/index.php?controller=attachment&id_attachment=3460 | ZK-KR601 Data Sheet
3 | ZKTeco | ZK-KR602E | ZKTeco - RFID slave Card Reader with additional keypad | <p><strong>FEATURES</strong></p> <p>With an elegant and&nbsp;robust design, they are easy to connect and install, and offer the possibility to control one door from both sides. The LED lights&nbsp;indicate allowed or denied access. They have a proximity reading range of up to 10cm in the E series case and up to 5cm in the&nbsp;M series case. The fact that this series is waterproof, and the operating temperatures can range from -20&ordm; to +65&ordm;, it is the ideal&nbsp;solution for outdoor installation. Also they can be connected with our C3 controllers.</p> <p><strong>PRODUCT SPECIFICATIONS</strong></p> <table style="width: 600px;"> <tbody> <tr style="height: 45px;"> <td style="height: 45px; width: 244px;">Brand</td> <td style="height: 45px; width: 326px;"> <p class="h1 page-title">ZKTeco</p> </td> </tr> <tr style="height: 42px;"> <td style="height: 42px; width: 244px;">Item model number</td> <td style="height: 42px; width: 326px;"> <p>ZK-KR602E</p> </td> </tr> <tr style="height: 49px;"> <td style="height: 49px; width: 244px;">Product Type</td> <td style="height: 49px; width: 326px;"> <p>Card Reader</p> </td> </tr> <tr style="height: 49px;"> <td style="height: 49px; width: 244px;">Read Range</td> <td style="height: 49px; width: 326px;"> <p>KR602E Up to 10 CM / KR602M Up to 5 CM</p> </td> </tr> <tr style="height: 49px;"> <td style="height: 49px; width: 244px;">Reading time ( Card )</td> <td style="height: 49px; width: 326px;">s 300 ms</td> </tr> <tr style="height: 49px;"> <td style="height: 49px; width: 244px;">Power</td> <td style="height: 49px; width: 326px;">DC 6-14V / Max.70mA</td> </tr> <tr style="height: 49px;"> <td style="height: 49px; width: 244px;">Input Port</td> <td style="height: 49px; width: 326px;">2ea (External LED Control, External Buzzer Control)</td> </tr> <tr style="height: 49px;"> <td style="height: 49px; width: 244px;">Output Card Format</td> <td style="height: 49px; width: 326px;">26bit Wiegand (E) 34bit Wiegand (M)</td> </tr> <tr style="height: 49px;"> <td style="height: 49px; width: 244px;">Beeper</td> <td style="height: 49px; width: 326px;">Yes</td> </tr> <tr style="height: 49px;"> <td style="height: 49px; width: 244px;">Operating temperature</td> <td style="height: 49px; width: 326px;">-20&deg; to +65&deg;C</td> </tr> </tbody> </table> | Keypad slave reader, IP64, Slave for Inbio controllers | 305 | 403 | 1853 | IN STOCK at EXTERNAL supplier. <br> If ordered before 10AM: <br>DELIVERED next business day (main centres) <br>or 3-5 business days (regional areas or large items)<br> COLLECTION from Geewiz available Same Day (approx 4:30pm) | Miro | 1 | https://miro.co.za/img/p/2/8/7/8/2878.jpg | https://miro.co.za/index.php?controller=attachment&id_attachment=3461 | ZK-KR602E Data Sheet
3 | ZKTeco | ZK-LH3000 | ZKTeco - Mifare Hotel Lock (Left Door Lock) | <p><strong>FEATURES</strong></p> <p>&bull; With advanced 13.56mhz Mifare-1 card technology</p> <p>&bull; American standard mortise with 5 latches</p> <p>&bull; Stainless steel housing with the color of sliver</p> <p>&bull; With professional hotel lock management software - single click install</p> <p>&bull; Audit trail records the latest 224 lock transaction</p> <p>&bull; With warning beeps in low battery power</p> <p>&bull; Backset is 62.5mm</p> <p><strong>PRODUCT SPECIFICATIONS</strong></p> <table style="width: 600px;"> <tbody> <tr style="height: 45px;"> <td style="height: 45px; width: 244px;">Brand</td> <td style="height: 45px; width: 326px;"> <p class="h1 page-title">ZKTeco</p> </td> </tr> <tr style="height: 42px;"> <td style="height: 42px; width: 244px;">Item model number</td> <td style="height: 42px; width: 326px;"> <p>ZK-LH3000</p> </td> </tr> <tr style="height: 49px;"> <td style="height: 49px; width: 244px;">Product Type</td> <td style="height: 49px; width: 326px;"> <p>Hotel Lock</p> </td> </tr> <tr style="height: 49px;"> <td style="height: 49px; width: 244px;">Software</td> <td style="height: 49px; width: 326px;"> <p>ZKBiolock Hotel Lock System</p> </td> </tr> <tr style="height: 49px;"> <td style="height: 49px; width: 244px;">Card Type</td> <td style="height: 49px; width: 326px;">ISO14443 (RFID) Type-A S70 4KB/ S50 1KB</td> </tr> <tr style="height: 49px;"> <td style="height: 49px; width: 244px;">Operating Temperature</td> <td style="height: 49px; width: 326px;">0 - 45 &deg;C</td> </tr> <tr style="height: 49px;"> <td style="height: 49px; width: 244px;">Package Dimension</td> <td style="height: 49px; width: 326px;">410&times;218&times;145 mm</td> </tr> <tr style="height: 49px;"> <td style="height: 49px; width: 244px;">Net Weight</td> <td style="height: 49px; width: 326px;">3kg</td> </tr> <tr style="height: 49px;"> <td style="height: 49px; width: 244px;">Door Thickness</td> <td style="height: 49px; width: 326px;">35-55 mm</td> </tr> </tbody> </table> | Stainless steel,audit trail,warning low battery, Silver. Battery powered. | 1741 | 2302 | 1858 | IN STOCK at EXTERNAL supplier. <br> If ordered before 10AM: <br>DELIVERED next business day (main centres) <br>or 3-5 business days (regional areas or large items)<br> COLLECTION from Geewiz available Same Day (approx 4:30pm) | Miro | 1 | https://miro.co.za/img/p/2/7/8/9/2789.jpg | https://miro.co.za/index.php?controller=attachment&id_attachment=3463 | ZK-LH3000 Data Sheet
3 | ZKTeco | ZK-LH3000R | ZKTeco - Mifare Hotel Lock (Right Door Lock) | <p><strong>FEATURES</strong></p> <p>&bull; With advanced 13.56mhz Mifare-1 card technology</p> <p>&bull; American standard mortise with 5 latches</p> <p>&bull; Stainless steel housing with the color of sliver</p> <p>&bull; With professional hotel lock management software - single click install</p> <p>&bull; Audit trail records the latest 224 lock transaction</p> <p>&bull; With warning beeps in low battery power</p> <p>&bull; Backset is 62.5mm</p> <p><strong>PRODUCT SPECIFICATIONS</strong></p> <table style="width: 600px;"> <tbody> <tr style="height: 45px;"> <td style="height: 45px; width: 244px;">Brand</td> <td style="height: 45px; width: 326px;"> <p class="h1 page-title">ZKTeco</p> </td> </tr> <tr style="height: 42px;"> <td style="height: 42px; width: 244px;">Item model number</td> <td style="height: 42px; width: 326px;"> <p>ZK-LH3000R</p> </td> </tr> <tr style="height: 49px;"> <td style="height: 49px; width: 244px;">Product Type</td> <td style="height: 49px; width: 326px;"> <p>Hotel Lock</p> </td> </tr> <tr style="height: 49px;"> <td style="height: 49px; width: 244px;">Software</td> <td style="height: 49px; width: 326px;"> <p>ZKBiolock Hotel Lock System</p> </td> </tr> <tr style="height: 49px;"> <td style="height: 49px; width: 244px;">Card Type</td> <td style="height: 49px; width: 326px;">ISO14443 (RFID) Type-A S70 4KB/ S50 1KB</td> </tr> <tr style="height: 49px;"> <td style="height: 49px; width: 244px;">Operating Temperature</td> <td style="height: 49px; width: 326px;">0 - 45 &deg;C</td> </tr> <tr style="height: 49px;"> <td style="height: 49px; width: 244px;">Package Dimension</td> <td style="height: 49px; width: 326px;">410&times;218&times;145 mm</td> </tr> <tr style="height: 49px;"> <td style="height: 49px; width: 244px;">Net Weight</td> <td style="height: 49px; width: 326px;">3kg</td> </tr> <tr style="height: 49px;"> <td style="height: 49px; width: 244px;">Door Thickness</td> <td style="height: 49px; width: 326px;">35-55 mm</td> </tr> </tbody> </table> | Stainless steel,audit trail,warning low battery, Silver. Battery powered. | 1741 | 2302 | 1858 | IN STOCK at EXTERNAL supplier. <br> If ordered before 10AM: <br>DELIVERED next business day (main centres) <br>or 3-5 business days (regional areas or large items)<br> COLLECTION from Geewiz available Same Day (approx 4:30pm) | Miro | 1 | https://miro.co.za/img/p/2/8/7/7/2877.jpg | https://miro.co.za/index.php?controller=attachment&id_attachment=3464 | ZK-LH3000R Data Sheet
3 | ZKTeco | ZK-LH4000L | ZKTeco - Mifare Hotel Lock (Left Door Lock) | <p><strong>FEATURES</strong></p> <p>&bull; With advanced 13.56mhz Mifare-1 card technology</p> <p>&bull; American standard mortise with 5 latches</p> <p>&bull; Zinc Alloy housing with bright chrome finish (Only outdoor unit)</p> <p>&bull; With professional hotel lock management software - single click install</p> <p>&bull; Audit trail records the latest 224 lock transactions</p> <p>&bull; With warning beeps in low battery power</p> <p>&bull; Backset is 70 mm</p> <p><strong>PRODUCT SPECIFICATIONS</strong></p> <table style="width: 600px;"> <tbody> <tr style="height: 45px;"> <td style="height: 45px; width: 244px;">Brand</td> <td style="height: 45px; width: 326px;"> <p class="h1 page-title">ZKTeco</p> </td> </tr> <tr style="height: 42px;"> <td style="height: 42px; width: 244px;">Item model number</td> <td style="height: 42px; width: 326px;"> <p>ZK-LH4000L</p> </td> </tr> <tr style="height: 49px;"> <td style="height: 49px; width: 244px;">Product Type</td> <td style="height: 49px; width: 326px;"> <p>Hotel Lock</p> </td> </tr> <tr style="height: 49px;"> <td style="height: 49px; width: 244px;">Software</td> <td style="height: 49px; width: 326px;"> <p>ZKBiolock Hotel Lock System</p> </td> </tr> <tr style="height: 49px;"> <td style="height: 49px; width: 244px;">Card Type</td> <td style="height: 49px; width: 326px;">ISO14443 (RFID) Type-A S70 4KB/ S50 1KB</td> </tr> <tr style="height: 49px;"> <td style="height: 49px; width: 244px;">Operating Temperature</td> <td style="height: 49px; width: 326px;">0 - 45 &deg;C</td> </tr> <tr style="height: 49px;"> <td style="height: 49px; width: 244px;">Package Dimension</td> <td style="height: 49px; width: 326px;">410&times;218&times;145 mm</td> </tr> <tr style="height: 49px;"> <td style="height: 49px; width: 244px;">Net Weight</td> <td style="height: 49px; width: 326px;">3kg</td> </tr> <tr style="height: 49px;"> <td style="height: 49px; width: 244px;">Door Thickness</td> <td style="height: 49px; width: 326px;">35-55 mm</td> </tr> </tbody> </table> | Stainless steel,audit trail,warning low battery, Silver. Battery powered. | 1982 | 2621 | 1858 | IN STOCK at EXTERNAL supplier. <br> If ordered before 10AM: <br>DELIVERED next business day (main centres) <br>or 3-5 business days (regional areas or large items)<br> COLLECTION from Geewiz available Same Day (approx 4:30pm) | Miro | 1 | https://miro.co.za/img/p/2/7/9/2/2792.jpg | https://miro.co.za/index.php?controller=attachment&id_attachment=3465 | ZK-LH4000L Data Sheet
3 | ZKTeco | ZK-LH4000R | ZKTeco - Mifare Hotel Lock (Right Door Lock) | <p><strong>FEATURES</strong></p> <p>&bull; With advanced 13.56mhz Mifare-1 card technology</p> <p>&bull; American standard mortise with 5 latches</p> <p>&bull; Zinc Alloy housing with bright chrome finish (Only outdoor unit)</p> <p>&bull; With professional hotel lock management software - single click install</p> <p>&bull; Audit trail records the latest 224 lock transactions</p> <p>&bull; With warning beeps in low battery power</p> <p>&bull; Backset is 70 mm</p> <p><strong>PRODUCT SPECIFICATIONS</strong></p> <table style="width: 600px;"> <tbody> <tr style="height: 45px;"> <td style="height: 45px; width: 244px;">Brand</td> <td style="height: 45px; width: 326px;"> <p class="h1 page-title">ZKTeco</p> </td> </tr> <tr style="height: 42px;"> <td style="height: 42px; width: 244px;">Item model number</td> <td style="height: 42px; width: 326px;"> <p>ZK-LH4000R</p> </td> </tr> <tr style="height: 49px;"> <td style="height: 49px; width: 244px;">Product Type</td> <td style="height: 49px; width: 326px;"> <p>Hotel Lock</p> </td> </tr> <tr style="height: 49px;"> <td style="height: 49px; width: 244px;">Software</td> <td style="height: 49px; width: 326px;"> <p>ZKBiolock Hotel Lock System</p> </td> </tr> <tr style="height: 49px;"> <td style="height: 49px; width: 244px;">Card Type</td> <td style="height: 49px; width: 326px;">ISO14443 (RFID) Type-A S70 4KB/ S50 1KB</td> </tr> <tr style="height: 49px;"> <td style="height: 49px; width: 244px;">Operating Temperature</td> <td style="height: 49px; width: 326px;">0 - 45 &deg;C</td> </tr> <tr style="height: 49px;"> <td style="height: 49px; width: 244px;">Package Dimension</td> <td style="height: 49px; width: 326px;">410&times;218&times;145 mm</td> </tr> <tr style="height: 49px;"> <td style="height: 49px; width: 244px;">Net Weight</td> <td style="height: 49px; width: 326px;">3kg</td> </tr> <tr style="height: 49px;"> <td style="height: 49px; width: 244px;">Door Thickness</td> <td style="height: 49px; width: 326px;">35-55 mm</td> </tr> </tbody> </table> | Stainless steel,audit trail,warning low battery, Silver. Battery powered. | 1982 | 2621 | 1858 | IN STOCK at EXTERNAL supplier. <br> If ordered before 10AM: <br>DELIVERED next business day (main centres) <br>or 3-5 business days (regional areas or large items)<br> COLLECTION from Geewiz available Same Day (approx 4:30pm) | Miro | 1 | https://miro.co.za/img/p/2/8/7/6/2876.jpg | https://miro.co.za/index.php?controller=attachment&id_attachment=3466 | ZK-LH4000R Data Sheet
3 | ZKTeco | ZK-MA300-BT | ZKTeco - MA300 Fingerprint &amp; RFID Outdoor Access Control Stand Alone Terminal | <p><strong>FEATURES</strong></p> <p>MA300-BT, one of the innovative biometric fingerprint readers for access control applications. Offering unparalleled performances by adopting an advanced ZK fingerprint algorithm for reliability, precision and excellent matching speed.</p> <p>It is metallic casing and IP65 rated which enables it to be resistant from water, dust and other outside damages.</p> <p>MA300-BT offers the flexibility to be installed standalone or with any third party panels that support 26-bit wiegand. User can be enrolled by the administrator card when the device works in standalone mode.TCP/IP and RS485 are available, so that the device can be connected easily and conveniently</p> <p><strong>PRODUCT SPECIFICATIONS</strong></p> <table style="width: 600px;"> <tbody> <tr style="height: 45px;"> <td style="height: 45px; width: 244px;">Brand</td> <td style="height: 45px; width: 326px;"> <p class="h1 page-title">ZKTeco</p> </td> </tr> <tr style="height: 42px;"> <td style="height: 42px; width: 244px;">Item model number</td> <td style="height: 42px; width: 326px;"> <p>ZK-MA300-BT</p> </td> </tr> <tr style="height: 54px;"> <td style="height: 54px; width: 244px;">Product Type</td> <td style="height: 54px; width: 326px;"> <p>Access Control Stand Alone Terminal</p> </td> </tr> <tr style="height: 49px;"> <td style="height: 49px; width: 244px;">Fingerprint Capacity</td> <td style="height: 49px; width: 326px;"> <p>1,500 templates</p> </td> </tr> <tr style="height: 49px;"> <td style="height: 49px; width: 244px;">ID Card Capacity</td> <td style="height: 49px; width: 326px;">10,000</td> </tr> <tr style="height: 49px;"> <td style="height: 49px; width: 244px;">Transaction Capacity</td> <td style="height: 49px; width: 326px;">100,000</td> </tr> <tr style="height: 49px;"> <td style="height: 49px; width: 244px;">Sensor</td> <td style="height: 49px; width: 326px;">ZK Optical Sensor</td> </tr> <tr style="height: 49px;"> <td style="height: 49px; width: 244px;">Communication</td> <td style="height: 49px; width: 326px;">RS485,TCP/IP,USB-host,Bluetooth</td> </tr> <tr style="height: 49px;"> <td style="height: 49px; width: 244px;">Access Control Interfaces for</td> <td style="height: 49px; width: 326px;">3rd party electric lock, door sensor, exit button, alarm</td> </tr> <tr style="height: 49px;"> <td style="height: 49px; width: 244px;">Standard Access Control Function</td> <td style="height: 49px; width: 326px;">RS485 Reader, Time Zone, Group, Multi-identification, Duress mode, Anti-passback</td> </tr> <tr style="height: 49px;"> <td style="height: 49px; width: 244px;">Optional Functions</td> <td style="height: 49px; width: 326px;">Mifare, external USB keypad</td> </tr> <tr style="height: 49px;"> <td style="height: 49px; width: 244px;">Power Supply</td> <td style="height: 49px; width: 326px;">12V DC</td> </tr> </tbody> </table> | TCP/IP, Metallic Casing, For Outdoor/Indoor applications, IP65, Bluetooth, Access 3.5 | 2741 | 3625 | 1858 | IN STOCK at EXTERNAL supplier. <br> If ordered before 10AM: <br>DELIVERED next business day (main centres) <br>or 3-5 business days (regional areas or large items)<br> COLLECTION from Geewiz available Same Day (approx 4:30pm) | Miro | 1 | https://miro.co.za/img/p/2/7/9/3/2793.jpg | https://miro.co.za/index.php?controller=attachment&id_attachment=3467 | ZK-MA300-BT Data Sheet
3 | ZKTeco | ZK-PROFACE-X | ZKTeco - 2MP WDR Outdoor &amp; Vandal-Resistant Facial and Palm Recognition Access Control Terminal | <p><strong>FEATURES</strong></p> <p>ProFace X is a fully upgraded version of the ProFace product line, which is designed to deal with all kinds of scenarios. It&rsquo;s powered by the latest ZKTeco-customized CPU for running the intellectualized engineering facial recognition algorithm to boost up the performance in all aspects.</p> <p>With its powerful core and the latest facial recognition algorithm, the ProFace X facial recognition capability has reached a new height in the biometrics industry with a maximum of 50,000 facial templates, facial recognition speed less than 0.3 sec per face, ultimate anti-spoof ability against almost all types of fake photos and videos attack .</p> <p>Other than the powerful core, ProFace X is also equipped with the latest face capture system, which enables the terminal to recognize faces under extreme strong light conditions (50,000 lux), and a microwave detector to precisely evaluate the distance between the user and the device for waking up the terminal.</p> <p><strong>PRODUCT SPECIFICATIONS</strong></p> <table style="width: 600px;"> <tbody> <tr style="height: 45px;"> <td style="height: 45px; width: 244px;">Brand</td> <td style="height: 45px; width: 326px;"> <p class="h1 page-title">ZKTeco</p> </td> </tr> <tr style="height: 42px;"> <td style="height: 42px; width: 244px;">Item model number</td> <td style="height: 42px; width: 326px;"> <p>ZK-PROFACE-X</p> </td> </tr> <tr style="height: 54px;"> <td style="height: 54px; width: 244px;">Product Type</td> <td style="height: 54px; width: 326px;"> <p>Access Control Terminal</p> </td> </tr> <tr style="height: 54px;"> <td style="height: 54px; width: 244px;">Capacity</td> <td style="height: 54px; width: 326px;"> <p>Faces 30,000 (1:N) 50,000 (Optional)</p> <p>Users / Cards 50,000</p> <p>Transactions 1,000,000(Optional</p> <p>User Photos 30,000</p> <p>Event Photos 10,000</p> </td> </tr> <tr style="height: 54px;"> <td style="height: 54px; width: 244px;">Hardware</td> <td style="height: 54px; width: 326px;"> <p>900MHz Dual Core Customized AI CPU</p> <p>512MB RAM / 8G Flash</p> <p>8" Hight light (400lux) IPS Touch LCD</p> <p>125KHz EM Reader / 13.56MHz MF(Optional)</p> <p>2MP WDR Low Light Camera</p> <p>Adjustable Light brightness LED</p> <p>Hi-Fi Voice</p> <p>Receiver sensitivity Microphone</p> <p>Distance Detection Sensor</p> <p>Reset Button and Tamper Switch</p> </td> </tr> <tr style="height: 54px;"> <td style="height: 54px; width: 244px;">Power</td> <td style="height: 54px; width: 326px;"> <p>Operating Voltage 12V DC</p> <p>Current Draw &lt; 2,000mA</p> </td> </tr> </tbody> </table> | Deep Learning Technology, 30,000 Face Templates, 50,000 RFID Templates, IP68, IK04, 8- inch TS | 15311 | 20249 | 1858 | IN STOCK at EXTERNAL supplier. <br> If ordered before 10AM: <br>DELIVERED next business day (main centres) <br>or 3-5 business days (regional areas or large items)<br> COLLECTION from Geewiz available Same Day (approx 4:30pm) | Miro | 1 | https://miro.co.za/img/p/2/8/7/5/2875.jpg | https://miro.co.za/index.php?controller=attachment&id_attachment=3474 | ZK-PROFACE-X Data Sheet
3 | ZKTeco | ZK-PROFACE-X-TD | ZKTeco - 2MP WDR Temperature Detection, Facial and Palm Recognition Access Control Terminal | <p><strong>FEATURES</strong></p> <p>ProFace X [TD] is a fully upgraded version of the ProFace product line, which is designed to deal with all kinds of scenarios. Powered by the ZKTeco-customized CPU for running the intellectualized engineering facial recognition algorithm and the latest computer vision technology, ProFace X [TD] supports both facial and palm verification with large capacity and rapid recognition speed, boosting the security performance in all aspects.</p> <p>ProFace X [TD] also helps eliminate hygiene concerns; not only because of the contactless recognition technology it is equipped with, but also because of the new functions namely body temperature detection and masked individual identification.</p> <p><strong>PRODUCT SPECIFICATIONS</strong></p> <table style="width: 600px;"> <tbody> <tr style="height: 45px;"> <td style="height: 45px; width: 236px;">Brand</td> <td style="height: 45px; width: 334px;"> <p class="h1 page-title">ZKTeco</p> </td> </tr> <tr style="height: 42px;"> <td style="height: 42px; width: 236px;">Item model number</td> <td style="height: 42px; width: 334px;"> <p>ZK-PROFACE-X-TD</p> </td> </tr> <tr style="height: 54px;"> <td style="height: 54px; width: 236px;">Product Type</td> <td style="height: 54px; width: 334px;"> <p>Access Control Terminal</p> </td> </tr> <tr style="height: 54px;"> <td style="height: 54px; width: 236px;">Capacity</td> <td style="height: 54px; width: 334px;"> <p>Faces 30,000 (1:N) 50,000 (Optional)</p> <p>Users / Cards 50,000</p> <p>Transactions 1,000,000(Optional</p> <p>User Photos 30,000</p> <p>Event Photos 10,000</p> </td> </tr> <tr style="height: 54px;"> <td style="height: 54px; width: 236px;">Hardware</td> <td style="height: 54px; width: 334px;"> <p>900MHz Dual Core Customized AI CPU</p> <p>512MB RAM / 8G Flash</p> <p>8" Hight light (400lux) IPS Touch LCD</p> <p>2MP WDR Low Light Camera</p> <p>Adjustable Light brightness LED</p> <p>Hi-Fi Voice</p> <p>Receiver sensitivity Microphone</p> <p>Distance Detection Sensor</p> <p>Reset Button and Tamper Switch</p> </td> </tr> <tr style="height: 54px;"> <td style="height: 54px; width: 236px;">Power</td> <td style="height: 54px; width: 334px;"> <p>Operating Voltage 12V DC</p> <p>Current Draw &lt; 2,000mA</p> </td> </tr> </tbody> </table> | Body Temperature Detection, Measurement Distance of 30-50cm, Accuracy of ±0.3°C, Range of 34~45°C | 26044 | 34443 | 1853 | IN STOCK at EXTERNAL supplier. <br> If ordered before 10AM: <br>DELIVERED next business day (main centres) <br>or 3-5 business days (regional areas or large items)<br> COLLECTION from Geewiz available Same Day (approx 4:30pm) | Miro | 1 | https://miro.co.za/img/p/2/8/1/0/2810.jpg | https://miro.co.za/index.php?controller=attachment&id_attachment=3475 | ZK-PROFACE-X-TD Data Sheet
3 | ZKTeco | ZK-SPEEDFACE-H5 | ZKTeco - SpeedFace H5 Facial, Fingerprint &amp; RFID Indoor Stand Alone Access Control Terminal | <p><strong>FEATURES</strong></p> <ul> <li>Enhanced Visible Light Facial Recognitoin with Deep Learning built-in</li> <li>3-in-1 verification with Fingerprint, RFID and Facial Recognition</li> <li>5-inch touch LCD</li> <li>Dual-camera for real-time face detection</li> <li>6,000 face template capacity</li> <li>Recognition distance: 0.3 - 3 m</li> <li>Compatible with external RS232, RS485 and Wiegand reader</li> <li>TCP / IP, Wi-Fi communication</li> </ul> <p><strong>PRODUCT SPECIFICATIONS</strong></p> <table style="width: 600px;"> <tbody> <tr style="height: 45px;"> <td style="height: 45px; width: 236px;">Brand</td> <td style="height: 45px; width: 334px;"> <p class="h1 page-title">ZKTeco</p> </td> </tr> <tr style="height: 42px;"> <td style="height: 42px; width: 236px;">Item model number</td> <td style="height: 42px; width: 334px;"> <p>ZK-SPEEDFACE-H5</p> </td> </tr> <tr style="height: 54px;"> <td style="height: 54px; width: 236px;">Product Type</td> <td style="height: 54px; width: 334px;"> <p>Access Control Terminal</p> </td> </tr> <tr style="height: 54px;"> <td style="height: 54px; width: 236px;">LCD</td> <td style="height: 54px; width: 334px;"> <p>5-inch touch screen</p> </td> </tr> <tr style="height: 54px;"> <td style="height: 54px; width: 236px;">CPU</td> <td style="height: 54px; width: 334px;">Quad-core A17 1.8GHz</td> </tr> <tr style="height: 54px;"> <td style="height: 54px; width: 236px;">Memory</td> <td style="height: 54px; width: 334px;">2G RAM / 16G ROM</td> </tr> <tr style="height: 54px;"> <td style="height: 54px; width: 236px;">Camera</td> <td style="height: 54px; width: 334px;">2MP dual lens</td> </tr> <tr style="height: 54px;"> <td style="height: 54px; width: 236px;">Audio</td> <td style="height: 54px; width: 334px;">Loudspeaker</td> </tr> <tr style="height: 54px;"> <td style="height: 54px; width: 236px;">Fingerprint</td> <td style="height: 54px; width: 334px;">10,000</td> </tr> <tr style="height: 54px;"> <td style="height: 54px; width: 236px;">Voltage</td> <td style="height: 54px; width: 334px;">12V 3A</td> </tr> </tbody> </table> | Face Capacity - 6000; Finger - 10,000; RFID - 10,000; 5-inch touch screen, ZKBiosecurity | 10672 | 14114 | 1858 | IN STOCK at EXTERNAL supplier. <br> If ordered before 10AM: <br>DELIVERED next business day (main centres) <br>or 3-5 business days (regional areas or large items)<br> COLLECTION from Geewiz available Same Day (approx 4:30pm) | Miro | 1 | https://miro.co.za/img/p/2/8/2/3/2823.jpg | https://miro.co.za/index.php?controller=attachment&id_attachment=3482 | ZK-SPEEDFACE-H5 Data Sheet
3 | ZKTeco | ZK-SPEEDFACE-V5 | ZKTeco - SpeedFace V5 Facial, Fingerprint &amp; RFID Indoor Stand Alone Access Control Terminal | <p><strong>FEATURES</strong></p> <ul> <li>Enhanced Visible Light Facial Recognitoin with Computer Vision built-in</li> <li>Multiple verification with Fingerprint, RFID and Facial Recognition</li> <li>5-inch touch LCD</li> <li>Dual-camera for real-time face detection</li> <li>6,000 face templates capacity</li> <li>Recognition distance: 0.3 - 3 m</li> <li>Compatible with external RS232, RS485 and Wiegand reader</li> <li>TCP / IP, Wi-Fi communication</li> </ul> <p><strong>PRODUCT SPECIFICATIONS</strong></p> <table style="width: 600px;"> <tbody> <tr style="height: 45px;"> <td style="height: 45px; width: 236px;">Brand</td> <td style="height: 45px; width: 334px;"> <p class="h1 page-title">ZKTeco</p> </td> </tr> <tr style="height: 42px;"> <td style="height: 42px; width: 236px;">Item model number</td> <td style="height: 42px; width: 334px;"> <p>ZK-SPEEDFACE-V5</p> </td> </tr> <tr style="height: 54px;"> <td style="height: 54px; width: 236px;">Product Type</td> <td style="height: 54px; width: 334px;"> <p>Access Control Terminal</p> </td> </tr> <tr style="height: 54px;"> <td style="height: 54px; width: 236px;">LCD</td> <td style="height: 54px; width: 334px;"> <p>5-inch touch screen</p> </td> </tr> <tr style="height: 54px;"> <td style="height: 54px; width: 236px;">CPU</td> <td style="height: 54px; width: 334px;">Quad-core A17 1.8GHz</td> </tr> <tr style="height: 54px;"> <td style="height: 54px; width: 236px;">Memory</td> <td style="height: 54px; width: 334px;">2G RAM / 16G ROM</td> </tr> <tr style="height: 54px;"> <td style="height: 54px; width: 236px;">Camera</td> <td style="height: 54px; width: 334px;">2MP dual lens</td> </tr> <tr style="height: 54px;"> <td style="height: 54px; width: 236px;">Audio</td> <td style="height: 54px; width: 334px;">Loudspeaker</td> </tr> <tr style="height: 54px;"> <td style="height: 54px; width: 236px;">Fingerprint</td> <td style="height: 54px; width: 334px;">10,000</td> </tr> <tr style="height: 54px;"> <td style="height: 54px; width: 236px;">Voltage</td> <td style="height: 54px; width: 334px;">12V 3A</td> </tr> </tbody> </table> | Face Capacity - 6000; Finger - 10,000; RFID - 10,000; 5-inch touch screen, ZKBiosecurity | 10476 | 13855 | 1858 | IN STOCK at EXTERNAL supplier. <br> If ordered before 10AM: <br>DELIVERED next business day (main centres) <br>or 3-5 business days (regional areas or large items)<br> COLLECTION from Geewiz available Same Day (approx 4:30pm) | Miro | 1 | https://miro.co.za/img/p/2/8/2/5/2825.jpg | https://miro.co.za/index.php?controller=attachment&id_attachment=3484 | ZK-SPEEDFACE-V5 Data Sheet
3 | ZKTeco | ZK-SPEEDFACE-V5L-TD | ZKTeco - Temperature &amp; Mask Detection Terminal with Facial and Palm Recognition for Access Control | <p><strong>FEATURES</strong></p> <p>SpeedFace-V5L Series is a fully upgraded version of the SpeedFace-V5L Visible Light Facial Recognition Terminal, using intelligent engineering facial recognition algorithms and the latest computer vision technology. It supports both facial and palm verification with large capacity and speedy recognition, as well as improves security performance in all aspects</p> <p>The Series adopts touchless recognition technology and new functions namely temperature detection and masked individual identification which eliminates hygiene concerns effectively. It is also equipped with ultimate antispoofing algorithm for facial recognition against almost all types of fake photos and videos attack. Importantly, the 3-in-1 palm recognition (Palm Shape, Palm Print and Palm Vein) is performed in 0.35 sec per hand; the palm data acquired will be compared with a maximum of 3,000 palm templates.</p> <p><strong>PRODUCT SPECIFICATIONS</strong></p> <table style="width: 600px;"> <tbody> <tr style="height: 45px;"> <td style="height: 45px; width: 236px;">Brand</td> <td style="height: 45px; width: 334px;"> <p class="h1 page-title">ZKTeco</p> </td> </tr> <tr style="height: 42px;"> <td style="height: 42px; width: 236px;">Item model number</td> <td style="height: 42px; width: 334px;"> <p>ZK-SPEEDFACE-V5L-TD</p> </td> </tr> <tr style="height: 54px;"> <td style="height: 54px; width: 236px;">Product Type</td> <td style="height: 54px; width: 334px;"> <p>Mask Detection Terminal</p> </td> </tr> <tr style="height: 54px;"> <td style="height: 54px; width: 236px;">Display</td> <td style="height: 54px; width: 334px;"> <p>5-inch Touch Screen</p> </td> </tr> <tr style="height: 54px;"> <td style="height: 54px; width: 236px;">Face Capacity</td> <td style="height: 54px; width: 334px;">6,000</td> </tr> <tr style="height: 54px;"> <td style="height: 54px; width: 236px;">Palm Capacity</td> <td style="height: 54px; width: 334px;">3,000</td> </tr> <tr style="height: 54px;"> <td style="height: 54px; width: 236px;">Fingerprint Capacity</td> <td style="height: 54px; width: 334px;">6,000 (Standard); 10,000 (Optional)</td> </tr> <tr style="height: 54px;"> <td style="height: 54px; width: 236px;">Card Capacity</td> <td style="height: 54px; width: 334px;">10,000</td> </tr> <tr style="height: 54px;"> <td style="height: 54px; width: 236px;">Transactions</td> <td style="height: 54px; width: 334px;">200,000</td> </tr> <tr style="height: 54px;"> <td style="height: 54px; width: 236px;">Operation System</td> <td style="height: 54px; width: 334px;">Linux</td> </tr> <tr style="height: 54px;"> <td style="height: 54px; width: 236px;">Facial Recognition Speed</td> <td style="height: 54px; width: 334px;">&le;1s</td> </tr> <tr style="height: 54px;"> <td style="height: 54px; width: 236px;">Power Supply</td> <td style="height: 54px; width: 334px;">12V 3A</td> </tr> </tbody> </table> | Mask detection with Distance: 30 ~ 50cm, Accuracy: +/-0.3°C, Measurement Range: 34 ~ 45°C | 17929 | 23711 | 1858 | IN STOCK at EXTERNAL supplier. <br> If ordered before 10AM: <br>DELIVERED next business day (main centres) <br>or 3-5 business days (regional areas or large items)<br> COLLECTION from Geewiz available Same Day (approx 4:30pm) | Miro | 1 | https://miro.co.za/img/p/2/8/2/7/2827.jpg | https://miro.co.za/index.php?controller=attachment&id_attachment=3483 | ZK-SPEEDFACE-V5L-TD Data Sheet
3 | ZKTeco | ZK-TIME-NET-3 | ZKTeco - TimeNet 3 - Software for T&amp;A terminals | <p><strong>FEATURES</strong></p> <p>ZKTime.Net V3.0 is a new generation time attendance management software. Meanwhile, it integrates with time attendance and access control system. Some frequently used functions such as attendance reports, device management and employee management can be managed directly on the home page which providing excellent user experience. Owing to the Pay code function, it can generate both time attendance records and corresponding payroll in the software and easy to merge with the most ERP and Payroll software, which can rapidly upgrade your working efficiency. The brand new flat GUI design and humanized structure will make your daily management more pleasant and convenient.</p> <p><strong>PRODUCT SPECIFICATIONS</strong></p> <table style="width: 600px;"> <tbody> <tr style="height: 45px;"> <td style="height: 45px; width: 234px;">Brand</td> <td style="height: 45px; width: 336px;"> <p class="h1 page-title">ZKTeco</p> </td> </tr> <tr style="height: 42px;"> <td style="height: 42px; width: 234px;">Item model number</td> <td style="height: 42px; width: 336px;"> <p>ZK-TIME-NET-3</p> </td> </tr> <tr style="height: 54px;"> <td style="height: 54px; width: 234px;">Product Type</td> <td style="height: 54px; width: 336px;"> <p>TimeNet 3 - Software</p> </td> </tr> </tbody> </table> | 50 Devices; 500 Employees; PC based | 1869 | 2472 | 645 | IN STOCK at EXTERNAL supplier. <br> If ordered before 10AM: <br>DELIVERED next business day (main centres) <br>or 3-5 business days (regional areas or large items)<br> COLLECTION from Geewiz available Same Day (approx 4:30pm) | Miro | 1 | https://miro.co.za/img/p/2/8/2/9/2829.jpg | https://miro.co.za/index.php?controller=attachment&id_attachment=3485 | ZK-TIME-NET-3 Data Sheet
3 | ZKTeco | ZK-TL400B | ZKTeco - Smart Bluetooth Stand Alone Lock: Handle Direction-Right | <p><strong>FEATURES</strong></p> <p>&bull; Various access for your convenience - fingerprint/ password/card/key/smart phone</p> <p>&bull; European standard mortise -&nbsp;the&nbsp;door&nbsp;locks&nbsp;by itself once close</p> <p>&bull; Enhanced security by random password for code access</p> <p>&bull; Idle&nbsp;handle&nbsp;design&nbsp;to&nbsp;prevent&nbsp;from&nbsp;forcible&nbsp;entry&nbsp;</p> <p>&bull; Voice guide for easier and more convenient use</p> <p>&bull; Voice volume is adjustable</p> <p>&bull; Smart alarm for low battery &amp; illegal operation</p> <p>&bull; Normal open mode</p> <p>&bull; External terminals to draw back-up power from a 9V battery</p> <p><strong>PRODUCT SPECIFICATIONS</strong></p> <table style="width: 600px;"> <tbody> <tr style="height: 45px;"> <td style="height: 45px; width: 234px;">Brand</td> <td style="height: 45px; width: 336px;"> <p class="h1 page-title">ZKTeco</p> </td> </tr> <tr style="height: 42px;"> <td style="height: 42px; width: 234px;">Item model number</td> <td style="height: 42px; width: 336px;"> <p>ZK-TL400B</p> </td> </tr> <tr style="height: 54px;"> <td style="height: 54px; width: 234px;">Product Type</td> <td style="height: 54px; width: 336px;"> <p>Bluetooth Stand Alone Lock</p> </td> </tr> <tr style="height: 54px;"> <td style="height: 54px; width: 234px;">Material</td> <td style="height: 54px; width: 336px;"> <p>Zinc Alloy</p> </td> </tr> <tr style="height: 54px;"> <td style="height: 54px; width: 234px;">Fingerprint capacity</td> <td style="height: 54px; width: 336px;">100</td> </tr> <tr style="height: 54px;"> <td style="height: 54px; width: 234px;">Password capacity</td> <td style="height: 54px; width: 336px;">100</td> </tr> <tr style="height: 54px;"> <td style="height: 54px; width: 234px;">Card capacity</td> <td style="height: 54px; width: 336px;">100</td> </tr> <tr style="height: 54px;"> <td style="height: 54px; width: 234px;">Card Module</td> <td style="height: 54px; width: 336px;">ID</td> </tr> <tr style="height: 54px;"> <td style="height: 54px; width: 234px;">Power Supply</td> <td style="height: 54px; width: 336px;">4&times;AA Alkaline battery (NOT supplied)</td> </tr> </tbody> </table> | Visitor Password, Records Checking, 4x AA batteries | 3661 | 4842 | 1858 | IN STOCK at EXTERNAL supplier. <br> If ordered before 10AM: <br>DELIVERED next business day (main centres) <br>or 3-5 business days (regional areas or large items)<br> COLLECTION from Geewiz available Same Day (approx 4:30pm) | Miro | 1 | https://miro.co.za/img/p/2/8/3/0/2830.jpg | https://miro.co.za/index.php?controller=attachment&id_attachment=3486 | ZK-TL400B Data Sheet
3 | ZKTeco | ZK-TS2011 | ZKTeco - Tripod turnstile with RFID readers | <p><strong>FEATURES</strong></p> <p>Tripod turnstiles are compact and cost-effective entrance solutions. Designing for smooth and silent operation, reducing power consumption, wear and tear. It is suitable for areas with a high traffic.</p> <p>The TS2000 series offer a well-designed, two-legged casework made of stainless steel, ideal for sites where a high traffic and robustness are issued.</p> <p>By receiving a signal from the access control system, or pushing button, it allows the entry of one person in a time. Entering into different directions are electronically controlled. Default mode is to lock the mechanism until a valid authorization signal is received. If you want to set one side free, you can adjust the mechanism. In case of emergency, the horizontal arm will drop to allow free passage. Led way mode indicators are included as standard.</p> <p><strong>PRODUCT SPECIFICATIONS</strong></p> <table style="width: 600px;"> <tbody> <tr style="height: 45px;"> <td style="height: 45px; width: 234px;">Brand</td> <td style="height: 45px; width: 336px;"> <p class="h1 page-title">ZKTeco</p> </td> </tr> <tr style="height: 42px;"> <td style="height: 42px; width: 234px;">Item model number</td> <td style="height: 42px; width: 336px;"> <p>ZK-TS2011</p> </td> </tr> <tr style="height: 54px;"> <td style="height: 54px; width: 234px;">Product Type</td> <td style="height: 54px; width: 336px;"> <p>Tripod turnstile with RFID readers</p> </td> </tr> <tr style="height: 54px;"> <td style="height: 54px; width: 234px;">Power Supply</td> <td style="height: 54px; width: 336px;"> <p>AC 220V/110V, 50/60Hz</p> </td> </tr> <tr style="height: 54px;"> <td style="height: 54px; width: 234px;">Operating Temperature</td> <td style="height: 54px; width: 336px;">-28 &deg;C- 60 &deg;C</td> </tr> <tr style="height: 54px;"> <td style="height: 54px; width: 234px;">Rated Power</td> <td style="height: 54px; width: 336px;">60W</td> </tr> <tr style="height: 54px;"> <td style="height: 54px; width: 234px;">Flow Rate</td> <td style="height: 54px; width: 336px;">25- 48 passage/minute</td> </tr> <tr style="height: 54px;"> <td style="height: 54px; width: 234px;">Control System</td> <td style="height: 54px; width: 336px;">Input controlled by dry contact</td> </tr> <tr style="height: 54px;"> <td style="height: 54px; width: 234px;">Access Control</td> <td style="height: 54px; width: 336px;">C3-200</td> </tr> <tr style="height: 54px;"> <td style="height: 54px; width: 234px;">Reader</td> <td style="height: 54px; width: 336px;">2x KR100E</td> </tr> <tr style="height: 54px;"> <td style="height: 54px; width: 234px;">Card Capacity</td> <td style="height: 54px; width: 336px;">30,000</td> </tr> <tr style="height: 54px;"> <td style="height: 54px; width: 234px;">Event Capacity</td> <td style="height: 54px; width: 336px;">100,000</td> </tr> </tbody> </table> | Controller based, indoor use, 220V , 25-48 passage /minute, AC220V supplied | 18088 | 23921 | 1853 | IN STOCK at EXTERNAL supplier. <br> If ordered before 10AM: <br>DELIVERED next business day (main centres) <br>or 3-5 business days (regional areas or large items)<br> COLLECTION from Geewiz available Same Day (approx 4:30pm) | Miro | 1 | https://miro.co.za/img/p/2/8/3/3/2833.jpg | https://miro.co.za/index.php?controller=attachment&id_attachment=3487 | ZK-TS2011 Data Sheet
3 | ZKTeco | AA-4-PAIR-MYLAR | Access Control 4 Pair Twisted Mylar, 100m roll | <p><strong>FEATURES</strong></p> <p>0.22 mm, Stranded, Grey</p> <p><strong>PRODUCT SPECIFICATIONS</strong></p> <table style="width: 600px;"> <tbody> <tr style="height: 45px;"> <td style="height: 45px; width: 234px;">Brand</td> <td style="height: 45px; width: 336px;"> <p class="h1 page-title">ZKTeco</p> </td> </tr> <tr style="height: 42px;"> <td style="height: 42px; width: 234px;">Item model number</td> <td style="height: 42px; width: 336px;"> <p>AA-4-PAIR-MYLAR</p> </td> </tr> <tr style="height: 54px;"> <td style="height: 54px; width: 234px;">Product Type</td> <td style="height: 54px; width: 336px;"> <p>Twisted Mylar</p> </td> </tr> </tbody> </table> | 0.22 mm, Stranded, Grey | 1118 | 1479 | 1853 | IN STOCK at EXTERNAL supplier. <br> If ordered before 10AM: <br>DELIVERED next business day (main centres) <br>or 3-5 business days (regional areas or large items)<br> COLLECTION from Geewiz available Same Day (approx 4:30pm) | Miro | 1 | https://miro.co.za/img/p/7/5/75.jpg |  | AA-4-PAIR-MYLAR Data Sheet
3 | ZKTeco | AA-DOOR-BRACKET-300 | Access Control Z-Bracket for Magnetic lock 300 | <p><strong>FEATURES</strong></p> <p>Z-Bracket for In-Swing Doors - 300 - L x 140mm W x 38.1mm H x 38.1mm</p> <p><strong>PRODUCT SPECIFICATIONS</strong></p> <table style="width: 600px;"> <tbody> <tr style="height: 45px;"> <td style="height: 45px; width: 234px;">Brand</td> <td style="height: 45px; width: 336px;"> <p class="h1 page-title">ZKTeco</p> </td> </tr> <tr style="height: 42px;"> <td style="height: 42px; width: 234px;">Item model number</td> <td style="height: 42px; width: 336px;"> <p>AA-DOOR-BRACKET-300</p> </td> </tr> <tr style="height: 54px;"> <td style="height: 54px; width: 234px;">Product Type</td> <td style="height: 54px; width: 336px;"> <p>Z-Bracket</p> </td> </tr> </tbody> </table> | Z-Bracket for In-Swing Doors - 300 - L x 140mm W x 38.1mm H x 38.1mm | 223 | 295 | 1853 | IN STOCK at EXTERNAL supplier. <br> If ordered before 10AM: <br>DELIVERED next business day (main centres) <br>or 3-5 business days (regional areas or large items)<br> COLLECTION from Geewiz available Same Day (approx 4:30pm) | Miro | 1 | https://miro.co.za/img/p/7/8/78.jpg |  | AA-DOOR-BRACKET-300 Data Sheet
3 | ZKTeco | AA-DOOR-BRACKET-600 | Access Control Z-Bracket for Magnetic lock 600 | <p><strong>FEATURES</strong></p> <p>Access Control Z-Bracket for Magnetic lock 600</p> <p><strong>PRODUCT SPECIFICATIONS</strong></p> <table style="width: 600px;"> <tbody> <tr style="height: 45px;"> <td style="height: 45px; width: 234px;">Brand</td> <td style="height: 45px; width: 336px;"> <p class="h1 page-title">ZKTeco</p> </td> </tr> <tr style="height: 42px;"> <td style="height: 42px; width: 234px;">Item model number</td> <td style="height: 42px; width: 336px;"> <p>AA-DOOR-BRACKET-600</p> </td> </tr> <tr style="height: 54px;"> <td style="height: 54px; width: 234px;">Product Type</td> <td style="height: 54px; width: 336px;"> <p>Z-Bracket</p> </td> </tr> </tbody> </table> | Z-Bracket for In-Swing Doors - 300 - L x 180mm W x 46mm H x 46mm | 233 | 308 | 1853 | IN STOCK at EXTERNAL supplier. <br> If ordered before 10AM: <br>DELIVERED next business day (main centres) <br>or 3-5 business days (regional areas or large items)<br> COLLECTION from Geewiz available Same Day (approx 4:30pm) | Miro | 1 | https://miro.co.za/img/p/7/9/79.jpg |  | AA-DOOR-BRACKET-600 Data Sheet
3 | ZKTeco | AA-DOORCLOSER-H | Access Control Grey Door Closer - heavy duty - 600 | <p><strong>FEATURES</strong></p> <p>Complies with CE:EN 1154 performance and EN1634 fire test 40-80KG</p> <p><strong>PRODUCT SPECIFICATIONS</strong></p> <table style="width: 600px;"> <tbody> <tr style="height: 45px;"> <td style="height: 45px; width: 234px;">Brand</td> <td style="height: 45px; width: 336px;"> <p class="h1 page-title">ZKTeco</p> </td> </tr> <tr style="height: 42px;"> <td style="height: 42px; width: 234px;">Item model number</td> <td style="height: 42px; width: 336px;"> <p>AA-DOORCLOSER-H</p> </td> </tr> <tr style="height: 54px;"> <td style="height: 54px; width: 234px;">Product Type</td> <td style="height: 54px; width: 336px;"> <p>Door Closer</p> </td> </tr> </tbody> </table> | Complies with CE:EN 1154 performance and EN1634 fire test 40-80KG | 643 | 850 | 1853 | IN STOCK at EXTERNAL supplier. <br> If ordered before 10AM: <br>DELIVERED next business day (main centres) <br>or 3-5 business days (regional areas or large items)<br> COLLECTION from Geewiz available Same Day (approx 4:30pm) | Miro | 1 | https://miro.co.za/img/p/8/0/80.jpg |  | AA-DOORCLOSER-H Data Sheet
3 | ZKTeco | AA-DOORCLOSER-M | Access Control Silver Door Closer - medium duty - 300 | <p><strong>FEATURES</strong></p> <p>Complies with CE:EN 1154 performance and EN1634 fire test</p> <p><strong>PRODUCT SPECIFICATIONS</strong></p> <table style="width: 600px;"> <tbody> <tr style="height: 45px;"> <td style="height: 45px; width: 234px;">Brand</td> <td style="height: 45px; width: 336px;"> <p class="h1 page-title">ZKTeco</p> </td> </tr> <tr style="height: 42px;"> <td style="height: 42px; width: 234px;">Item model number</td> <td style="height: 42px; width: 336px;"> <p>AA-DOORCLOSER-M</p> </td> </tr> <tr style="height: 54px;"> <td style="height: 54px; width: 234px;">Product Type</td> <td style="height: 54px; width: 336px;"> <p>Door Closer</p> </td> </tr> </tbody> </table> | Complies with CE:EN 1154 performance and EN1634 fire test | 453 | 599 | 1853 | IN STOCK at EXTERNAL supplier. <br> If ordered before 10AM: <br>DELIVERED next business day (main centres) <br>or 3-5 business days (regional areas or large items)<br> COLLECTION from Geewiz available Same Day (approx 4:30pm) | Miro | 1 | https://miro.co.za/img/p/8/1/81.jpg |  | AA-DOORCLOSER-M Data Sheet
3 | ZKTeco | AA-EXIT-BUTTON | Access Control EXIT Button | <p><strong>FEATURES</strong></p> <p>Normal PVC Exit Button</p> <p><strong>PRODUCT SPECIFICATIONS</strong></p> <table style="width: 600px;"> <tbody> <tr style="height: 45px;"> <td style="height: 45px; width: 234px;">Brand</td> <td style="height: 45px; width: 336px;"> <p class="h1 page-title">ZKTeco</p> </td> </tr> <tr style="height: 42px;"> <td style="height: 42px; width: 234px;">Item model number</td> <td style="height: 42px; width: 336px;"> <p>AA-EXIT-BUTTON</p> </td> </tr> <tr style="height: 54px;"> <td style="height: 54px; width: 234px;">Product Type</td> <td style="height: 54px; width: 336px;"> <p>EXIT Button</p> </td> </tr> </tbody> </table> | Normal PVC Exit Button | 15 | 20 | 1853 | IN STOCK at EXTERNAL supplier. <br> If ordered before 10AM: <br>DELIVERED next business day (main centres) <br>or 3-5 business days (regional areas or large items)<br> COLLECTION from Geewiz available Same Day (approx 4:30pm) | Miro | 1 | https://miro.co.za/img/p/8/2/82.jpg |  | AA-EXIT-BUTTON Data Sheet
3 | ZKTeco | AA-EXIT-NOTOUCH | Access Control Exit Button No Touch | <p><strong>FEATURES</strong></p> <p>Contact rating: 3A/AC120V, DC30V, Input 12VDC, Lifespan 500 000, Stainless steel plate</p> <p><strong>PRODUCT SPECIFICATIONS</strong></p> <table style="width: 600px;"> <tbody> <tr style="height: 45px;"> <td style="height: 45px; width: 234px;">Brand</td> <td style="height: 45px; width: 336px;"> <p class="h1 page-title">ZKTeco</p> </td> </tr> <tr style="height: 42px;"> <td style="height: 42px; width: 234px;">Item model number</td> <td style="height: 42px; width: 336px;"> <p>AA-EXIT-NOTOUCH</p> </td> </tr> <tr style="height: 54px;"> <td style="height: 54px; width: 234px;">Product Type</td> <td style="height: 54px; width: 336px;"> <p>EXIT Button</p> </td> </tr> </tbody> </table> | Contact rating: 3A/AC120V, DC30V, Input 12VDC, Lifespan 500 000, Stainless steel plate | 446 | 590 | 1853 | IN STOCK at EXTERNAL supplier. <br> If ordered before 10AM: <br>DELIVERED next business day (main centres) <br>or 3-5 business days (regional areas or large items)<br> COLLECTION from Geewiz available Same Day (approx 4:30pm) | Miro | 1 | https://miro.co.za/img/p/8/3/83.jpg |  | AA-EXIT-NOTOUCH Data Sheet
3 | ZKTeco | ZK-RFID-TAG | ZKTeco - RFID tag | <p><strong>FEATURES</strong></p> <p>125kHz, blue tag reader</p> <p><strong>PRODUCT SPECIFICATIONS</strong></p> <table style="width: 600px;"> <tbody> <tr style="height: 45px;"> <td style="height: 45px; width: 234px;">Brand</td> <td style="height: 45px; width: 336px;"> <p class="h1 page-title">ZKTeco</p> </td> </tr> <tr style="height: 42px;"> <td style="height: 42px; width: 234px;">Item model number</td> <td style="height: 42px; width: 336px;"> <p>ZK-RFID-TAG</p> </td> </tr> <tr style="height: 54px;"> <td style="height: 54px; width: 234px;">Product Type</td> <td style="height: 54px; width: 336px;"> <p>tag</p> </td> </tr> </tbody> </table> | 125kHz, blue tag reader | 5.555 | 7 | 1853 | IN STOCK at EXTERNAL supplier. <br> If ordered before 10AM: <br>DELIVERED next business day (main centres) <br>or 3-5 business days (regional areas or large items)<br> COLLECTION from Geewiz available Same Day (approx 4:30pm) | Miro | 1 | https://miro.co.za/img/p/2/8/1/5/2815.jpg | https://miro.co.za/index.php?controller=attachment&id_attachment=3479 | ZK-RFID-TAG Data Sheet
3 | ZKTeco | AA-MAG-300 | Access Control Magnetic Lock - 136kg holding force - 300 | <p><strong>FEATURES</strong></p> <p>Access Control Magnetic Lock - 136kg holding force - 300</p> <p><strong>PRODUCT SPECIFICATIONS</strong></p> <table style="width: 600px;"> <tbody> <tr style="height: 45px;"> <td style="height: 45px; width: 234px;">Brand</td> <td style="height: 45px; width: 336px;"> <p class="h1 page-title">ZKTeco</p> </td> </tr> <tr style="height: 42px;"> <td style="height: 42px; width: 234px;">Item model number</td> <td style="height: 42px; width: 336px;"> <p>AA-MAG-300</p> </td> </tr> <tr style="height: 54px;"> <td style="height: 54px; width: 234px;">Product Type</td> <td style="height: 54px; width: 336px;"> <p>Magnetic Lock</p> </td> </tr> </tbody> </table> | 12VDC or 24VDC input, Current draw 300/150mA, 170 x 35 x 21mm | 850 | 1124 | 1853 | IN STOCK at EXTERNAL supplier. <br> If ordered before 10AM: <br>DELIVERED next business day (main centres) <br>or 3-5 business days (regional areas or large items)<br> COLLECTION from Geewiz available Same Day (approx 4:30pm) | Miro | 1 | https://miro.co.za/img/p/8/4/84.jpg |  | AA-MAG-300 Data Sheet
3 | ZKTeco | AA-CARD | Access Control Credit Card ISO - Industrial | <p><strong>FEATURES</strong></p> <p>Access Control Credit Card ISO - Industrial</p> <p><strong>PRODUCT SPECIFICATIONS</strong></p> <table style="width: 600px;"> <tbody> <tr style="height: 45px;"> <td style="height: 45px; width: 234px;">Brand</td> <td style="height: 45px; width: 336px;"> <p class="h1 page-title">ZKTeco</p> </td> </tr> <tr style="height: 42px;"> <td style="height: 42px; width: 234px;">Item model number</td> <td style="height: 42px; width: 336px;"> <p>AA-CARD</p> </td> </tr> <tr style="height: 54px;"> <td style="height: 54px; width: 234px;">Product Type</td> <td style="height: 54px; width: 336px;"> <p>Credit Card</p> </td> </tr> </tbody> </table> | 125 KHz Read Only, Non-Print Quality, PVC, White Colour | 22.3 | 29 | 1853 | IN STOCK at EXTERNAL supplier. <br> If ordered before 10AM: <br>DELIVERED next business day (main centres) <br>or 3-5 business days (regional areas or large items)<br> COLLECTION from Geewiz available Same Day (approx 4:30pm) | Miro | 1 | https://miro.co.za/img/p/7/7/77.jpg |  | AA-CARD Data Sheet
3 | ZKTeco | AA-POWER-3.2AMP | Access control - Power Supply, 12VDC, 3.2A | <p><strong>FEATURES</strong></p> <p>Input 220VAC, Add 12 VDC, 7.2A battery</p> <p><strong>PRODUCT SPECIFICATIONS</strong></p> <table style="width: 600px;"> <tbody> <tr style="height: 45px;"> <td style="height: 45px; width: 234px;">Brand</td> <td style="height: 45px; width: 336px;"> <p class="h1 page-title">ZKTeco</p> </td> </tr> <tr style="height: 42px;"> <td style="height: 42px; width: 234px;">Item model number</td> <td style="height: 42px; width: 336px;"> <p>AA-POWER-3.2AMP</p> </td> </tr> <tr style="height: 54px;"> <td style="height: 54px; width: 234px;">Product Type</td> <td style="height: 54px; width: 336px;"> <p>Power Supply</p> </td> </tr> </tbody> </table> | Input 220VAC, Add 12 VDC, 7.2A battery | 550 | 727 | 1853 | IN STOCK at EXTERNAL supplier. <br> If ordered before 10AM: <br>DELIVERED next business day (main centres) <br>or 3-5 business days (regional areas or large items)<br> COLLECTION from Geewiz available Same Day (approx 4:30pm) | Miro | 1 | https://miro.co.za/img/p/2/8/7/4/2874.jpg |  | AA-POWER-3.2AMP Data Sheet
3 | ZKTeco | AA-MAG-600 | Access Control Magnetic Lock - 272kg holding force - 600 | <p><strong>FEATURES</strong></p> <p>Access Control Magnetic Lock - 272kg holding force - 600</p> <p><strong>PRODUCT SPECIFICATIONS</strong></p> <table style="width: 600px;"> <tbody> <tr style="height: 45px;"> <td style="height: 45px; width: 234px;">Brand</td> <td style="height: 45px; width: 336px;"> <p class="h1 page-title">ZKTeco</p> </td> </tr> <tr style="height: 42px;"> <td style="height: 42px; width: 234px;">Item model number</td> <td style="height: 42px; width: 336px;"> <p>AA-MAG-600</p> </td> </tr> <tr style="height: 54px;"> <td style="height: 54px; width: 234px;">Product Type</td> <td style="height: 54px; width: 336px;"> <p>Magnetic Lock</p> </td> </tr> </tbody> </table> | 12VDC or 24VDC input, Current draw 480/240mA, 250 x 42 x 25mm | 741 | 980 | 1853 | IN STOCK at EXTERNAL supplier. <br> If ordered before 10AM: <br>DELIVERED next business day (main centres) <br>or 3-5 business days (regional areas or large items)<br> COLLECTION from Geewiz available Same Day (approx 4:30pm) | Miro | 1 | https://miro.co.za/img/p/8/5/85.jpg |  | AA-MAG-600 Data Sheet
3 | ZKTeco | AA-CARD-PRINT | Access Control Credit Card ISO - Print quality with clip Slot | <p><strong>FEATURES</strong></p> <p>Access Control Credit Card ISO - Print quality with clip Slot</p> <p><strong>PRODUCT SPECIFICATIONS</strong></p> <table style="width: 600px;"> <tbody> <tr style="height: 45px;"> <td style="height: 45px; width: 234px;">Brand</td> <td style="height: 45px; width: 336px;"> <p class="h1 page-title">ZKTeco</p> </td> </tr> <tr style="height: 42px;"> <td style="height: 42px; width: 234px;">Item model number</td> <td style="height: 42px; width: 336px;"> <p>AA-CARD-PRINT</p> </td> </tr> <tr style="height: 54px;"> <td style="height: 54px; width: 234px;">Product Type</td> <td style="height: 54px; width: 336px;"> <p>Credit Card</p> </td> </tr> </tbody> </table> | Dual Tag Mifare 1K &amp; 125kHz Includes both 125kHz and 13.56MHz, Print quality, PVC, White Colour | 20.8 | 28 | 1853 | IN STOCK at EXTERNAL supplier. <br> If ordered before 10AM: <br>DELIVERED next business day (main centres) <br>or 3-5 business days (regional areas or large items)<br> COLLECTION from Geewiz available Same Day (approx 4:30pm) | Miro | 1 | https://miro.co.za/img/p/7/6/76.jpg |  | AA-CARD-PRINT Data Sheet
3 | ZKTeco | AA-TAG-MIFARE | Access Control Rectangular Key Ring Tag | <p><strong>FEATURES</strong></p> <p>Access Control Rectangular Key Ring Tag</p> <p><strong>PRODUCT SPECIFICATIONS</strong></p> <table style="width: 600px;"> <tbody> <tr style="height: 45px;"> <td style="height: 45px; width: 234px;">Brand</td> <td style="height: 45px; width: 336px;"> <p class="h1 page-title">ZKTeco</p> </td> </tr> <tr style="height: 42px;"> <td style="height: 42px; width: 234px;">Item model number</td> <td style="height: 42px; width: 336px;"> <p>AA-TAG-MIFARE</p> </td> </tr> <tr style="height: 54px;"> <td style="height: 54px; width: 234px;">Product Type</td> <td style="height: 54px; width: 336px;"> <p>Rectangular Key Ring Tag</p> </td> </tr> </tbody> </table> | Mifare 13.56Mhz, AVS plastic shell, Medium, Grey colour | 66 | 87 | 1853 | IN STOCK at EXTERNAL supplier. <br> If ordered before 10AM: <br>DELIVERED next business day (main centres) <br>or 3-5 business days (regional areas or large items)<br> COLLECTION from Geewiz available Same Day (approx 4:30pm) | Miro | 1 | https://miro.co.za/img/p/8/8/88.jpg |  | AA-TAG-MIFARE Data Sheet
3 | ZKTeco | ZK-MIFARECARD-S70 | ZKTeco - Hotel lock Mifare Card S70 | <p><strong>FEATURES</strong></p> <p>For Hotel lock applications, 13.56Mhz</p> <p><strong>PRODUCT SPECIFICATIONS</strong></p> <table style="width: 600px;"> <tbody> <tr style="height: 45px;"> <td style="height: 45px; width: 234px;">Brand</td> <td style="height: 45px; width: 336px;"> <p class="h1 page-title">ZKTeco</p> </td> </tr> <tr style="height: 42px;"> <td style="height: 42px; width: 234px;">Item model number</td> <td style="height: 42px; width: 336px;"> <p>ZK-MIFARECARD-S70</p> </td> </tr> <tr style="height: 54px;"> <td style="height: 54px; width: 234px;">Product Type</td> <td style="height: 54px; width: 336px;"> <p>Hotel lock Mifare Card</p> </td> </tr> </tbody> </table> | For Hotel lock applications, 13.56Mhz | 42.6 | 56 | 1853 | IN STOCK at EXTERNAL supplier. <br> If ordered before 10AM: <br>DELIVERED next business day (main centres) <br>or 3-5 business days (regional areas or large items)<br> COLLECTION from Geewiz available Same Day (approx 4:30pm) | Miro | 1 | https://miro.co.za/img/p/2/8/7/3/2873.jpg | https://miro.co.za/index.php?controller=attachment&id_attachment=3469 | ZK-MIFARECARD-S70 Data Sheet
3 | ZKTeco | ZK-MIFARECARD | ZKTeco - Hotel lock Mifare Card S50 | <p><strong>FEATURES</strong></p> <p>For Hotel lock applications, 13.56Mhz</p> <p><strong>PRODUCT SPECIFICATIONS</strong></p> <table style="width: 600px;"> <tbody> <tr style="height: 45px;"> <td style="height: 45px; width: 234px;">Brand</td> <td style="height: 45px; width: 336px;"> <p class="h1 page-title">ZKTeco</p> </td> </tr> <tr style="height: 42px;"> <td style="height: 42px; width: 234px;">Item model number</td> <td style="height: 42px; width: 336px;"> <p>ZK-MIFARECARD</p> </td> </tr> <tr style="height: 54px;"> <td style="height: 54px; width: 234px;">Product Type</td> <td style="height: 54px; width: 336px;"> <p>Hotel lock Mifare Card</p> </td> </tr> </tbody> </table> | For Hotel lock applications, 13.56Mhz | 16 | 21 | 1853 | IN STOCK at EXTERNAL supplier. <br> If ordered before 10AM: <br>DELIVERED next business day (main centres) <br>or 3-5 business days (regional areas or large items)<br> COLLECTION from Geewiz available Same Day (approx 4:30pm) | Miro | 1 | https://miro.co.za/img/p/2/7/9/9/2799.jpg | https://miro.co.za/index.php?controller=attachment&id_attachment=3468 | ZK-MIFARECARD Data Sheet
3 | ZKTeco | ZK-RFID | ZKTeco - RFID card | <p><strong>FEATURES</strong></p> <p>ZKTeco - RFID card</p> <p><strong>PRODUCT SPECIFICATIONS</strong></p> <table style="width: 600px;"> <tbody> <tr style="height: 45px;"> <td style="height: 45px; width: 234px;">Brand</td> <td style="height: 45px; width: 336px;"> <p class="h1 page-title">ZKTeco</p> </td> </tr> <tr style="height: 42px;"> <td style="height: 42px; width: 234px;">Item model number</td> <td style="height: 42px; width: 336px;"> <p>ZK-RFID</p> </td> </tr> <tr style="height: 54px;"> <td style="height: 54px; width: 234px;">Product Type</td> <td style="height: 54px; width: 336px;"> <p>RFID card</p> </td> </tr> </tbody> </table> | 125kHz thin card with numbers | 9.0092 | 12 | 1853 | IN STOCK at EXTERNAL supplier. <br> If ordered before 10AM: <br>DELIVERED next business day (main centres) <br>or 3-5 business days (regional areas or large items)<br> COLLECTION from Geewiz available Same Day (approx 4:30pm) | Miro | 1 | https://miro.co.za/img/p/2/8/1/6/2816.jpg | https://miro.co.za/index.php?controller=attachment&id_attachment=3478 | ZK-RFID Data Sheet
3 | ZKTeco | ZK-BRACKETZL | ZKTeco - Bracket ZL for SP 300Kg Maglock | <p><strong>FEATURES</strong></p> <p>Back up battery not included</p> <p><strong>PRODUCT SPECIFICATIONS</strong></p> <table style="width: 600px;"> <tbody> <tr style="height: 45px;"> <td style="height: 45px; width: 234px;">Brand</td> <td style="height: 45px; width: 336px;"> <p class="h1 page-title">ZKTeco</p> </td> </tr> <tr style="height: 42px;"> <td style="height: 42px; width: 234px;">Item model number</td> <td style="height: 42px; width: 336px;"> <p>ZK-BRACKETZL</p> </td> </tr> <tr style="height: 54px;"> <td style="height: 54px; width: 234px;">Product Type</td> <td style="height: 54px; width: 336px;"> <p>Bracket ZL</p> </td> </tr> </tbody> </table> | ZL bracket for the SP 300kg Maglock from ZKTeco | 269 | 356 | 1853 | IN STOCK at EXTERNAL supplier. <br> If ordered before 10AM: <br>DELIVERED next business day (main centres) <br>or 3-5 business days (regional areas or large items)<br> COLLECTION from Geewiz available Same Day (approx 4:30pm) | Miro | 1 | https://miro.co.za/img/p/2/7/1/7/2717.jpg |  | ZK-BRACKETZL Data Sheet
3 | ZKTeco | ZK-DOORCLOSER-M | ZKTeco- Access Control Silver Door Closer - medium duty | <p><strong>FEATURES</strong></p> <p>Door weight: 60 kg - 85 kg</p> <p><strong>PRODUCT SPECIFICATIONS</strong></p> <table style="width: 600px;"> <tbody> <tr style="height: 45px;"> <td style="height: 45px; width: 234px;">Brand</td> <td style="height: 45px; width: 336px;"> <p class="h1 page-title">ZKTeco</p> </td> </tr> <tr style="height: 42px;"> <td style="height: 42px; width: 234px;">Item model number</td> <td style="height: 42px; width: 336px;"> <p>ZK-DOORCLOSER-M</p> </td> </tr> <tr style="height: 54px;"> <td style="height: 54px; width: 234px;">Product Type</td> <td style="height: 54px; width: 336px;"> <p>Door Closer</p> </td> </tr> </tbody> </table> | Call us for more information about this ZKTeco product. | 480 | 635 | 1853 | IN STOCK at EXTERNAL supplier. <br> If ordered before 10AM: <br>DELIVERED next business day (main centres) <br>or 3-5 business days (regional areas or large items)<br> COLLECTION from Geewiz available Same Day (approx 4:30pm) | Miro | 1 | https://miro.co.za/img/p/2/7/3/6/2736.jpg |  | ZK-DOORCLOSER-M Data Sheet
3 | ZKTeco | AA-10MAGW | White Magnetic Contact - surface, N/C | <p><strong>FEATURES</strong></p> <p>White Magnetic Contact - surface, N/C</p> <p><strong>PRODUCT SPECIFICATIONS</strong></p> <table style="width: 600px;"> <tbody> <tr style="height: 45px;"> <td style="height: 45px; width: 234px;">Brand</td> <td style="height: 45px; width: 336px;"> <p class="h1 page-title">ZKTeco</p> </td> </tr> <tr style="height: 42px;"> <td style="height: 42px; width: 234px;">Item model number</td> <td style="height: 42px; width: 336px;"> <p>AA-10MAGW</p> </td> </tr> <tr style="height: 54px;"> <td style="height: 54px; width: 234px;">Product Type</td> <td style="height: 54px; width: 336px;"> <p>Magnetic Contact</p> </td> </tr> </tbody> </table> | White Magnetic Contact - surface, N/C | 9.0521 | 12 | 1853 | IN STOCK at EXTERNAL supplier. <br> If ordered before 10AM: <br>DELIVERED next business day (main centres) <br>or 3-5 business days (regional areas or large items)<br> COLLECTION from Geewiz available Same Day (approx 4:30pm) | Miro | 1 | https://miro.co.za/img/p/2/8/7/2/2872.jpg |  | AA-10MAGW Data Sheet
3 | ZKTeco | AA-RESET-CALLPOINT | Manual Call Point - Green Resettable | <p><strong>FEATURES</strong></p> <p>Resettable - A quick turn of the key and the call point is reset</p> <p><strong>PRODUCT SPECIFICATIONS</strong></p> <table style="width: 600px;"> <tbody> <tr style="height: 45px;"> <td style="height: 45px; width: 234px;">Brand</td> <td style="height: 45px; width: 336px;"> <p class="h1 page-title">ZKTeco</p> </td> </tr> <tr style="height: 42px;"> <td style="height: 42px; width: 234px;">Item model number</td> <td style="height: 42px; width: 336px;"> <p>AA-RESET-CALLPOINT</p> </td> </tr> <tr style="height: 54px;"> <td style="height: 54px; width: 234px;">Product Type</td> <td style="height: 54px; width: 336px;"> <p>Call Point</p> </td> </tr> </tbody> </table> | Resettable - A quick turn of the key and the call point is reset | 324 | 428 | 1853 | IN STOCK at EXTERNAL supplier. <br> If ordered before 10AM: <br>DELIVERED next business day (main centres) <br>or 3-5 business days (regional areas or large items)<br> COLLECTION from Geewiz available Same Day (approx 4:30pm) | Miro | 1 | https://miro.co.za/img/p/8/7/87.jpg |  | AA-RESET-CALLPOINT Data Sheet
3 | ZKTeco | ZK-CALLPOINT-G | ZKTeco - Green Call Point - Resettable | <p><strong>FEATURES</strong></p> <p>No back up battery included</p> <p><strong>PRODUCT SPECIFICATIONS</strong></p> <table style="width: 600px;"> <tbody> <tr style="height: 45px;"> <td style="height: 45px; width: 234px;">Brand</td> <td style="height: 45px; width: 336px;"> <p class="h1 page-title">ZKTeco</p> </td> </tr> <tr style="height: 42px;"> <td style="height: 42px; width: 234px;">Item model number</td> <td style="height: 42px; width: 336px;"> <p>ZK-CALLPOINT-G</p> </td> </tr> <tr style="height: 54px;"> <td style="height: 54px; width: 234px;">Product Type</td> <td style="height: 54px; width: 336px;"> <p>Call Point</p> </td> </tr> </tbody> </table> | Mechanical emergency door release switch\nGreen surface mount box with conduit knockout\nManual key re-settable actuator\nPush point activation\nWith hinged clear plastic protective cover | 304 | 402 | 1853 | IN STOCK at EXTERNAL supplier. <br> If ordered before 10AM: <br>DELIVERED next business day (main centres) <br>or 3-5 business days (regional areas or large items)<br> COLLECTION from Geewiz available Same Day (approx 4:30pm) | Miro | 1 | https://miro.co.za/img/p/2/8/7/1/2871.jpg | https://miro.co.za/index.php?controller=attachment&id_attachment=3432 | ZK-CALLPOINT-G Data Sheet
3 | ZKTeco | ZK-BRACKET-280ZL | ZKTeco- Bracket for 280 kg Maglock | <p><strong>FEATURES</strong></p> <p>Backup battery not included</p> <p><strong>PRODUCT SPECIFICATIONS</strong></p> <table style="width: 600px;"> <tbody> <tr style="height: 45px;"> <td style="height: 45px; width: 234px;">Brand</td> <td style="height: 45px; width: 336px;"> <p class="h1 page-title">ZKTeco</p> </td> </tr> <tr style="height: 42px;"> <td style="height: 42px; width: 234px;">Item model number</td> <td style="height: 42px; width: 336px;"> <p>ZK-BRACKET-280ZL</p> </td> </tr> <tr style="height: 54px;"> <td style="height: 54px; width: 234px;">Product Type</td> <td style="height: 54px; width: 336px;"> <p>Bracket</p> </td> </tr> </tbody> </table> | ZKTeco bracket for 280kg Maglock | 327 | 432 | 1853 | IN STOCK at EXTERNAL supplier. <br> If ordered before 10AM: <br>DELIVERED next business day (main centres) <br>or 3-5 business days (regional areas or large items)<br> COLLECTION from Geewiz available Same Day (approx 4:30pm) | Miro | 1 | https://miro.co.za/img/p/2/7/1/4/2714.jpg |  | ZK-BRACKET-280ZL Data Sheet
3 | ZKTeco | ZK-MAGLOCK-280 | ZKTeco - Maglock 280 kg With LED | <p><strong>FEATURES</strong></p> <p>Pair with ZK-BRACKET-280ZL</p> <p><strong>PRODUCT SPECIFICATIONS</strong></p> <table style="width: 600px;"> <tbody> <tr style="height: 45px;"> <td style="height: 45px; width: 234px;">Brand</td> <td style="height: 45px; width: 336px;"> <p class="h1 page-title">ZKTeco</p> </td> </tr> <tr style="height: 42px;"> <td style="height: 42px; width: 234px;">Item model number</td> <td style="height: 42px; width: 336px;"> <p>ZK-MAGLOCK-280</p> </td> </tr> <tr style="height: 54px;"> <td style="height: 54px; width: 234px;">Product Type</td> <td style="height: 54px; width: 336px;"> <p>Maglock</p> </td> </tr> </tbody> </table> | Holding force = 280kg\nWith LED light indication | 504 | 667 | 1853 | IN STOCK at EXTERNAL supplier. <br> If ordered before 10AM: <br>DELIVERED next business day (main centres) <br>or 3-5 business days (regional areas or large items)<br> COLLECTION from Geewiz available Same Day (approx 4:30pm) | Miro | 1 | https://miro.co.za/img/p/2/7/9/6/2796.jpg |  | ZK-MAGLOCK-280 Data Sheet
3 | ZKTeco | ZK-BT-MA-10U | ZKTeco - ZKBioTime Time &amp; Attendance Mobile App License for 10 users | <p><strong>FEATURES</strong></p> <p>Clock-In with location, Time and Photo evidence, Pair with BioTime 8 Software</p> <p><strong>PRODUCT SPECIFICATIONS</strong></p> <table style="width: 600px;"> <tbody> <tr style="height: 45px;"> <td style="height: 45px; width: 234px;">Brand</td> <td style="height: 45px; width: 336px;"> <p class="h1 page-title">ZKTeco</p> </td> </tr> <tr style="height: 42px;"> <td style="height: 42px; width: 234px;">Item model number</td> <td style="height: 42px; width: 336px;"> <p>ZK-BT-MA-10U</p> </td> </tr> <tr style="height: 54px;"> <td style="height: 54px; width: 234px;">Product Type</td> <td style="height: 54px; width: 336px;"> <p>Attendance Mobile App License for 10 users</p> </td> </tr> </tbody> </table> | Clock-In with location, Time and Photo evidence, Pair with BioTime 8 Software | 2869 | 3794 | 1853 | IN STOCK at EXTERNAL supplier. <br> If ordered before 10AM: <br>DELIVERED next business day (main centres) <br>or 3-5 business days (regional areas or large items)<br> COLLECTION from Geewiz available Same Day (approx 4:30pm) | Miro | 1 | https://miro.co.za/img/p/2/8/7/0/2870.jpg | https://miro.co.za/index.php?controller=attachment&id_attachment=3429 | ZK-BT-MA-10U Data Sheet
3 | ZKTeco | ZK-BT-MA-1U | ZKTeco - ZKBioTime Time &amp; Attendance Mobile App License for 1 user (21-500 users) | <p><strong>FEATURES</strong></p> <p>Clock-In with location, Time and Photo evidence, Only works with 20U, Pay per user</p> <p><strong>PRODUCT SPECIFICATIONS</strong></p> <table style="width: 600px;"> <tbody> <tr style="height: 45px;"> <td style="height: 45px; width: 234px;">Brand</td> <td style="height: 45px; width: 336px;"> <p class="h1 page-title">ZKTeco</p> </td> </tr> <tr style="height: 42px;"> <td style="height: 42px; width: 234px;">Item model number</td> <td style="height: 42px; width: 336px;"> <p>ZK-BT-MA-1U</p> </td> </tr> <tr style="height: 54px;"> <td style="height: 54px; width: 234px;">Product Type</td> <td style="height: 54px; width: 336px;"> <p>License</p> </td> </tr> </tbody> </table> | Clock-In with location, Time and Photo evidence, Only works with 20U, Pay per user | 122 | 161 | 1853 | IN STOCK at EXTERNAL supplier. <br> If ordered before 10AM: <br>DELIVERED next business day (main centres) <br>or 3-5 business days (regional areas or large items)<br> COLLECTION from Geewiz available Same Day (approx 4:30pm) | Miro | 1 | https://miro.co.za/img/p/2/8/6/9/2869.jpg | https://miro.co.za/index.php?controller=attachment&id_attachment=3430 | ZK-BT-MA-1U Data Sheet
3 | ZKTeco | ZK-BT-DEV-5 | ZKTeco - ZKBioTime Cloud based Time &amp; Attendance Software for 5 Devices | <p><strong>FEATURES</strong></p> <p>Employee, Calander and Shift management, integrates with the BioTime Mobile App</p> <p><strong>PRODUCT SPECIFICATIONS</strong></p> <table style="width: 600px;"> <tbody> <tr style="height: 45px;"> <td style="height: 45px; width: 226px;">Brand</td> <td style="height: 45px; width: 344px;"> <p class="h1 page-title">ZKTeco</p> </td> </tr> <tr style="height: 42px;"> <td style="height: 42px; width: 226px;">Item model number</td> <td style="height: 42px; width: 344px;"> <p>ZK-BT-DEV-5</p> </td> </tr> <tr style="height: 54px;"> <td style="height: 54px; width: 226px;">Product Type</td> <td style="height: 54px; width: 344px;"> <p>Attendance Software</p> </td> </tr> <tr style="height: 54px;"> <td style="height: 54px; width: 226px;">System Architecture</td> <td style="height: 54px; width: 344px;"> <p>Server / Browser</p> </td> </tr> <tr style="height: 54px;"> <td style="height: 54px; width: 226px;">Device Capacity</td> <td style="height: 54px; width: 344px;">500 devices in a single server</td> </tr> <tr style="height: 54px;"> <td style="height: 54px; width: 226px;">Supported OS</td> <td style="height: 54px; width: 344px;">(64-bit only) Windows 7/8/8.1/10, Windows Server /2008/2008 R2/2012/2012 R2/2016/2019</td> </tr> <tr style="height: 54px;"> <td style="height: 54px; width: 226px;">Monitor Resolution</td> <td style="height: 54px; width: 344px;">1024 * 768 or above</td> </tr> <tr style="height: 54px;"> <td style="height: 54px; width: 226px;">CPU</td> <td style="height: 54px; width: 344px;">Dual Core Processor with speeds of 2.4 GHz or faster</td> </tr> <tr style="height: 54px;"> <td style="height: 54px; width: 226px;">RAM</td> <td style="height: 54px; width: 344px;">4GB RAM available or above</td> </tr> <tr style="height: 54px;"> <td style="height: 54px; width: 226px;">Storage</td> <td style="height: 54px; width: 344px;">Available space of 100GB or above. (We recommend using NTFS hard disk partition as the software installation directory.)</td> </tr> </tbody> </table> | Employee, Calander and Shift management, integrates with the BioTime Mobile App | 3279 | 4336 | 1853 | IN STOCK at EXTERNAL supplier. <br> If ordered before 10AM: <br>DELIVERED next business day (main centres) <br>or 3-5 business days (regional areas or large items)<br> COLLECTION from Geewiz available Same Day (approx 4:30pm) | Miro | 1 | https://miro.co.za/img/p/2/7/1/8/2718.jpg | https://miro.co.za/index.php?controller=attachment&id_attachment=3428 | ZK-BT-DEV-5 Data Sheet
3 | ZKTeco | ZK-BT-MA-20U | ZKTeco - ZKBioTime Time &amp; Attendance Mobile App License for 20 users | <p><strong>FEATURES</strong></p> <p>Clock-In with location, Time and Photo evidence, Pair with BioTime 8 Software</p> <p><strong>PRODUCT SPECIFICATIONS</strong></p> <table style="width: 600px;"> <tbody> <tr style="height: 45px;"> <td style="height: 45px; width: 226px;">Brand</td> <td style="height: 45px; width: 344px;"> <p class="h1 page-title">ZKTeco</p> </td> </tr> <tr style="height: 42px;"> <td style="height: 42px; width: 226px;">Item model number</td> <td style="height: 42px; width: 344px;"> <p>ZK-BT-MA-20U</p> </td> </tr> <tr style="height: 54px;"> <td style="height: 54px; width: 226px;">Product Type</td> <td style="height: 54px; width: 344px;"> <p>License</p> </td> </tr> </tbody> </table> | Clock-In with location, Time and Photo evidence, Pair with BioTime 8 Software | 5737 | 7587 | 1853 | IN STOCK at EXTERNAL supplier. <br> If ordered before 10AM: <br>DELIVERED next business day (main centres) <br>or 3-5 business days (regional areas or large items)<br> COLLECTION from Geewiz available Same Day (approx 4:30pm) | Miro | 1 | https://miro.co.za/img/p/2/7/1/9/2719.jpg | https://miro.co.za/index.php?controller=attachment&id_attachment=3431 | ZK-BT-MA-20U Data Sheet
3 | ZKTeco | ZK-CR20E | ZKTeco - USB Proximity RFID Enrollement Reader | <p><strong>FEATURES</strong></p> <p>CR20 Series are accessories designed to read (CR20E/M) &amp; write (CR20M/W) proximity cards. They are connected to PC through USB Port (Plug &amp; play). They allow high speed transactions and incorporate LED indicators. CR20M/W includes communication protocol for development and its compatible with S.0 Windows 32 bits. CR2OE and CR2OM are compatible with all kind of windows S.0 and read the same serial number as ZKTeco devices.&nbsp;</p> <p><strong>PRODUCT SPECIFICATIONS</strong></p> <table style="width: 600px;"> <tbody> <tr style="height: 45px;"> <td style="height: 45px; width: 226px;">Brand</td> <td style="height: 45px; width: 344px;"> <p class="h1 page-title">ZKTeco</p> </td> </tr> <tr style="height: 42px;"> <td style="height: 42px; width: 226px;">Item model number</td> <td style="height: 42px; width: 344px;"> <p>ZK-CR20E</p> </td> </tr> <tr style="height: 54px;"> <td style="height: 54px; width: 226px;">Product Type</td> <td style="height: 54px; width: 344px;"> <p>Enrollement Reader</p> </td> </tr> <tr style="height: 54px;"> <td style="height: 54px; width: 226px;">Read Range</td> <td style="height: 54px; width: 344px;"> <p>Up tolOCM (CR20E) 5CM(CR20M)</p> </td> </tr> <tr style="height: 54px;"> <td style="height: 54px; width: 226px;">Power / Current&nbsp;</td> <td style="height: 54px; width: 344px;">USB 5V DC / Max. 100mA&nbsp;</td> </tr> <tr style="height: 54px;"> <td style="height: 54px; width: 226px;">Beeper&nbsp;</td> <td style="height: 54px; width: 344px;">yes</td> </tr> <tr style="height: 54px;"> <td style="height: 54px; width: 226px;">Operating Frecuency</td> <td style="height: 54px; width: 344px;">125KHz (CR20E) 13.56MHz (CR20M)</td> </tr> <tr style="height: 54px;"> <td style="height: 54px; width: 226px;">Operating temperature&nbsp;</td> <td style="height: 54px; width: 344px;">-102 to +709&nbsp;</td> </tr> </tbody> </table> | ZKTeco - USB Proximity RFID Enrollement Reader | 436 | 577 | 1853 | IN STOCK at EXTERNAL supplier. <br> If ordered before 10AM: <br>DELIVERED next business day (main centres) <br>or 3-5 business days (regional areas or large items)<br> COLLECTION from Geewiz available Same Day (approx 4:30pm) | Miro | 1 | https://miro.co.za/img/p/2/7/2/0/2720.jpg | https://miro.co.za/index.php?controller=attachment&id_attachment=3433 | ZK-CR20E Data Sheet
3 | ZKTeco | ZK-D1 | ZKTeco - Countertop Fingerprint Time and Attendance Terminal | <p><strong>FEATURES</strong></p> <p>D1 Tabletop Terminal is specially designed for table or counter use (80-140cm). With fingerprint sensor placed on top of terminal, it enables all-directional fingerprint reading for the convenience of attendance. BioID high sensitivity fingerprint sensor provides faster and more accurate fingerprint verification. With built-in detachable battery lasting for up to 8 hours, and micro-USB power supply for power bank (minimum 2A) connection, there are no more worries for lacking power sockets supply.</p> <p><strong>PRODUCT SPECIFICATIONS</strong></p> <table style="width: 600px;"> <tbody> <tr style="height: 45px;"> <td style="height: 45px; width: 221px;">Brand</td> <td style="height: 45px; width: 349px;"> <p class="h1 page-title">ZKTeco</p> </td> </tr> <tr style="height: 42px;"> <td style="height: 42px; width: 221px;">Item model number</td> <td style="height: 42px; width: 349px;"> <p>ZK-D1</p> </td> </tr> <tr style="height: 54px;"> <td style="height: 54px; width: 221px;">Product Type</td> <td style="height: 54px; width: 349px;"> <p>Fingerprint Time and Attendance Terminal</p> </td> </tr> <tr style="height: 54px;"> <td style="height: 54px; width: 221px;">LCD</td> <td style="height: 54px; width: 349px;"> <p>2.8&rdquo; Color LCD</p> </td> </tr> <tr style="height: 54px;"> <td style="height: 54px; width: 221px;">Sound</td> <td style="height: 54px; width: 349px;">24-bit</td> </tr> <tr style="height: 54px;"> <td style="height: 54px; width: 221px;">Operating Temp</td> <td style="height: 54px; width: 349px;">0 &deg;C- 45 &deg;C</td> </tr> <tr style="height: 54px;"> <td style="height: 54px; width: 221px;">Power</td> <td style="height: 54px; width: 349px;">DC 5V 2A</td> </tr> <tr style="height: 54px;"> <td style="height: 54px; width: 221px;">Battery</td> <td style="height: 54px; width: 349px;">4,000 mAh</td> </tr> </tbody> </table> | 1000 Finger Print Templates, Software- ZK-TIMENET-3 or Free Software, built in battery of 8 hours | 2015 | 2665 | 1853 | IN STOCK at EXTERNAL supplier. <br> If ordered before 10AM: <br>DELIVERED next business day (main centres) <br>or 3-5 business days (regional areas or large items)<br> COLLECTION from Geewiz available Same Day (approx 4:30pm) | Miro | 1 | https://miro.co.za/img/p/2/7/2/3/2723.jpg | https://miro.co.za/index.php?controller=attachment&id_attachment=3436 | ZK-D1 Data Sheet
3 | ZKTeco | ZK-F12 | ZKTeco - F12 RFID &amp; Fingerprint Outdoor Slave Reader | <p><strong>FEATURES</strong></p> <p>F12, a fingerprint reader with RS485 communication interface works with biometric access controllers and fingerprint standalone access control, including inBIO series controllers, F18 and so on. It offers the function of capturing and transferring fingerprint samples to access control panel. With its IP65 rated rugged structure, F12 offers extra durability in all weather conditions including outdoor environments.</p> <p><strong>PRODUCT SPECIFICATIONS</strong></p> <table style="width: 600px;"> <tbody> <tr style="height: 45px;"> <td style="height: 45px; width: 221px;">Brand</td> <td style="height: 45px; width: 349px;"> <p class="h1 page-title">ZKTeco</p> </td> </tr> <tr style="height: 42px;"> <td style="height: 42px; width: 221px;">Item model number</td> <td style="height: 42px; width: 349px;"> <p>ZK-F12</p> </td> </tr> <tr style="height: 54px;"> <td style="height: 54px; width: 221px;">Product Type</td> <td style="height: 54px; width: 349px;"> <p>Slave Reader</p> </td> </tr> <tr style="height: 54px;"> <td style="height: 54px; width: 221px;">CPU</td> <td style="height: 54px; width: 349px;"> <p>324MHz</p> </td> </tr> <tr style="height: 54px;"> <td style="height: 54px; width: 221px;">Sensor</td> <td style="height: 54px; width: 349px;">ZK small-sized sensor</td> </tr> <tr style="height: 54px;"> <td style="height: 54px; width: 221px;">Communication</td> <td style="height: 54px; width: 349px;">RS485</td> </tr> <tr style="height: 54px;"> <td style="height: 54px; width: 221px;">Standard Function</td> <td style="height: 54px; width: 349px;">ID Card Module</td> </tr> <tr style="height: 54px;"> <td style="height: 54px; width: 221px;">Working Voltage</td> <td style="height: 54px; width: 349px;">12VDC</td> </tr> </tbody> </table> | TCP/IP, Pair with any stand alone Access Control reader or Inbio Controller, IP65 | 1718 | 2272 | 1858 | IN STOCK at EXTERNAL supplier. <br> If ordered before 10AM: <br>DELIVERED next business day (main centres) <br>or 3-5 business days (regional areas or large items)<br> COLLECTION from Geewiz available Same Day (approx 4:30pm) | Miro | 1 | https://miro.co.za/img/p/2/7/4/1/2741.jpg | https://miro.co.za/index.php?controller=attachment&id_attachment=3440 | ZK-F12 Data Sheet
3 | ZKTeco | ZK-F16 | ZKTeco - F16 Biometric Outdoor Fingerprint &amp; RFID Outdoor Stand Alone Reader | <p><strong>FEATURES</strong></p> <p>F16 is a fingerprint access control terminal with an integrated proximity reader (EM). It is IP65 rated which enables it to be resistant from water, dust and other outside damages. It can be installed easily on your network having both Ethernet and RS485 serial ports. Weigand-OUT port allows connection of reader to ZK or any 3rd party access control panels panel. Using Weigand-In port, you can connect to any card readers for authentication at both entrance and exit.</p> <p><strong>PRODUCT SPECIFICATIONS</strong></p> <table style="width: 600px;"> <tbody> <tr style="height: 45px;"> <td style="height: 45px; width: 221px;">Brand</td> <td style="height: 45px; width: 349px;"> <p class="h1 page-title">ZKTeco</p> </td> </tr> <tr style="height: 42px;"> <td style="height: 42px; width: 221px;">Item model number</td> <td style="height: 42px; width: 349px;"> <p>ZK-F16</p> </td> </tr> <tr style="height: 54px;"> <td style="height: 54px; width: 221px;">Product Type</td> <td style="height: 54px; width: 349px;"> <p>Stand Alone Reader</p> </td> </tr> <tr style="height: 54px;"> <td style="height: 54px; width: 221px;">Fingerprint Sensor</td> <td style="height: 54px; width: 349px;"> <p>ZK Optical Sensor</p> </td> </tr> <tr style="height: 54px;"> <td style="height: 54px; width: 221px;">Communication</td> <td style="height: 54px; width: 349px;">TCP/IP, RS485</td> </tr> <tr style="height: 54px;"> <td style="height: 54px; width: 221px;">Fingerprint Capacity</td> <td style="height: 54px; width: 349px;">3,000 Fingerprints</td> </tr> <tr style="height: 54px;"> <td style="height: 54px; width: 221px;">Card Capacity</td> <td style="height: 54px; width: 349px;">30,000 Cards</td> </tr> <tr style="height: 54px;"> <td style="height: 54px; width: 221px;">Log Capacity</td> <td style="height: 54px; width: 349px;">100,000 Transactions</td> </tr> <tr style="height: 54px;"> <td style="height: 54px; width: 221px;">Ingress Protection Rate</td> <td style="height: 54px; width: 349px;">IP65</td> </tr> <tr style="height: 54px;"> <td style="height: 54px; width: 221px;">Operating Voltage</td> <td style="height: 54px; width: 349px;">12VDC 3A</td> </tr> </tbody> </table> | TCP/IP, RS485, no display on reader, IP65, Works on free Access 3.5, Pair with Slave Reader | 2144 | 2835 | 1858 | IN STOCK at EXTERNAL supplier. <br> If ordered before 10AM: <br>DELIVERED next business day (main centres) <br>or 3-5 business days (regional areas or large items)<br> COLLECTION from Geewiz available Same Day (approx 4:30pm) | Miro | 1 | https://miro.co.za/img/p/2/7/4/4/2744.jpg | https://miro.co.za/index.php?controller=attachment&id_attachment=3441 | ZK-F16 Data Sheet
3 | ZKTeco | ZK-F17 | ZKTeco - F17 Biometric Outdoor Fingerprint, Code &amp; RFID Outdoor Stand Alone Reader | <p><strong>FEATURES</strong></p> <p>&bull; IP65 Rated</p> <p>&bull; Built-in Serial and Ethernet ports sensor</p> <p>&bull; Built-in Wiegand input/output ports</p> <p>&bull; Less than 1 second user recognition</p> <p>&bull; Stores 1500 templates and 30,000 transactions</p> <p>&bull; Built-in USB port allows for manual data transfer</p> <p>&bull; Reads Fingerprint and/or Pin&rsquo;s and/or RFID card</p> <p><strong>PRODUCT SPECIFICATIONS</strong></p> <table style="width: 600px;"> <tbody> <tr style="height: 45px;"> <td style="height: 45px; width: 221px;">Brand</td> <td style="height: 45px; width: 349px;"> <p class="h1 page-title">ZKTeco</p> </td> </tr> <tr style="height: 42px;"> <td style="height: 42px; width: 221px;">Item model number</td> <td style="height: 42px; width: 349px;"> <p>ZK-F17</p> </td> </tr> <tr style="height: 54px;"> <td style="height: 54px; width: 221px;">Product Type</td> <td style="height: 54px; width: 349px;"> <p>Stand Alone Reader</p> </td> </tr> <tr style="height: 54px;"> <td style="height: 54px; width: 221px;">Fingerprint Capacity:</td> <td style="height: 54px; width: 349px;"> <p>1,500 templates</p> </td> </tr> <tr style="height: 54px;"> <td style="height: 54px; width: 221px;">Transaction Capacity:</td> <td style="height: 54px; width: 349px;">30,000 transactions</td> </tr> <tr style="height: 54px;"> <td style="height: 54px; width: 221px;">RFID Card Capacity</td> <td style="height: 54px; width: 349px;">10,000 cards</td> </tr> <tr style="height: 54px;"> <td style="height: 54px; width: 221px;">Sensor</td> <td style="height: 54px; width: 349px;">ZK Optical Sensor</td> </tr> <tr style="height: 54px;"> <td style="height: 54px; width: 221px;">Built-in Card Reader:</td> <td style="height: 54px; width: 349px;">125kHz RFID proximity reader</td> </tr> <tr style="height: 54px;"> <td style="height: 54px; width: 221px;">Communication</td> <td style="height: 54px; width: 349px;">RS485, TCP/IP, USB-host</td> </tr> <tr style="height: 54px;"> <td style="height: 54px; width: 221px;">Power Supply</td> <td style="height: 54px; width: 349px;">12V DC 3A</td> </tr> </tbody> </table> | TCP/IP, RS485, IP65, Works on free Access 3.5, Pair with Slave Reader | 4397 | 5815 | 1858 | IN STOCK at EXTERNAL supplier. <br> If ordered before 10AM: <br>DELIVERED next business day (main centres) <br>or 3-5 business days (regional areas or large items)<br> COLLECTION from Geewiz available Same Day (approx 4:30pm) | Miro | 1 | https://miro.co.za/img/p/2/7/4/7/2747.jpg | https://miro.co.za/index.php?controller=attachment&id_attachment=3442 | ZK-F17 Data Sheet
3 | ZKTeco | ZK-F17INDR | ZKTeco - Standoff Box | <p><strong>FEATURES</strong></p> <p>Cable tray only</p> <p><strong>PRODUCT SPECIFICATIONS</strong></p> <table style="width: 600px;"> <tbody> <tr style="height: 45px;"> <td style="height: 45px; width: 221px;">Brand</td> <td style="height: 45px; width: 349px;"> <p class="h1 page-title">ZKTeco</p> </td> </tr> <tr style="height: 42px;"> <td style="height: 42px; width: 221px;">Item model number</td> <td style="height: 42px; width: 349px;"> <p>ZK-F17INDR</p> </td> </tr> <tr style="height: 54px;"> <td style="height: 54px; width: 221px;">Product Type</td> <td style="height: 54px; width: 349px;"> <p>Standoff Box</p> </td> </tr> </tbody> </table> | Cable tray only | 99 | 131 | 1858 | IN STOCK at EXTERNAL supplier. <br> If ordered before 10AM: <br>DELIVERED next business day (main centres) <br>or 3-5 business days (regional areas or large items)<br> COLLECTION from Geewiz available Same Day (approx 4:30pm) | Miro | 1 | https://miro.co.za/img/p/2/7/5/0/2750.jpg |  | ZK-F17INDR Data Sheet
3 | ZKTeco | ZK-F17RNS | ZKTeco - Rain Shield with a standoff box | <p><strong>FEATURES</strong></p> <p>Cable Tray wth a rain shield</p> <p><strong>PRODUCT SPECIFICATIONS</strong></p> <table style="width: 600px;"> <tbody> <tr style="height: 45px;"> <td style="height: 45px; width: 215px;">Brand</td> <td style="height: 45px; width: 355px;"> <p class="h1 page-title">ZKTeco</p> </td> </tr> <tr style="height: 42px;"> <td style="height: 42px; width: 215px;">Item model number</td> <td style="height: 42px; width: 355px;"> <p>ZK-F17RNS</p> </td> </tr> <tr style="height: 54px;"> <td style="height: 54px; width: 215px;">Product Type</td> <td style="height: 54px; width: 355px;"> <p>Standoff Box</p> </td> </tr> </tbody> </table> | Cable Tray wth a rain shield | 144 | 190 | 1858 | IN STOCK at EXTERNAL supplier. <br> If ordered before 10AM: <br>DELIVERED next business day (main centres) <br>or 3-5 business days (regional areas or large items)<br> COLLECTION from Geewiz available Same Day (approx 4:30pm) | Miro | 1 | https://miro.co.za/img/p/2/7/5/2/2752.jpg |  | ZK-F17RNS Data Sheet
3 | ZKTeco | ZK-F18 | ZKTeco - F18 Biometric Fingerprint, Code &amp; RFID Indoor Stand Alone Reader | <p><strong>FEATURES</strong></p> <p>F18-ID is an indoor-rated standalone fingerprint reader which can be connected either directly to a door lock or any access control panel via Wiegand interface.</p> <p><strong>PRODUCT SPECIFICATIONS</strong></p> <table style="width: 600px;"> <tbody> <tr style="height: 45px;"> <td style="height: 45px; width: 215px;">Brand</td> <td style="height: 45px; width: 355px;"> <p class="h1 page-title">ZKTeco</p> </td> </tr> <tr style="height: 42px;"> <td style="height: 42px; width: 215px;">Item model number</td> <td style="height: 42px; width: 355px;"> <p>ZK-F18</p> </td> </tr> <tr style="height: 54px;"> <td style="height: 54px; width: 215px;">Product Type</td> <td style="height: 54px; width: 355px;"> <p>Stand Alone Reader</p> </td> </tr> <tr style="height: 54px;"> <td style="height: 54px; width: 215px;">Capacity</td> <td style="height: 54px; width: 355px;"> <p>Fingerprint: 3,000 templates</p> <p>Transactions: 100,000 logs</p> </td> </tr> <tr style="height: 54px;"> <td style="height: 54px; width: 215px;">Access Control Interface</td> <td style="height: 54px; width: 355px;">3rd party electric lock, door sensor, exit button, alarm, door bell</td> </tr> <tr style="height: 54px;"> <td style="height: 54px; width: 215px;">Communication</td> <td style="height: 54px; width: 355px;">Ethernet, Weigand Input and Output, RS485, USB Host</td> </tr> <tr style="height: 54px;"> <td style="height: 54px; width: 215px;">Display</td> <td style="height: 54px; width: 355px;">3.5in TFT LCD Color Display</td> </tr> <tr style="height: 54px;"> <td style="height: 54px; width: 215px;">Power</td> <td style="height: 54px; width: 355px;">12V DC, 3A</td> </tr> </tbody> </table> | TCP/IP, RS485, Works on free Access 3.5, Pair with Slave Reader | 3927 | 5193 | 1858 | IN STOCK at EXTERNAL supplier. <br> If ordered before 10AM: <br>DELIVERED next business day (main centres) <br>or 3-5 business days (regional areas or large items)<br> COLLECTION from Geewiz available Same Day (approx 4:30pm) | Miro | 1 | https://miro.co.za/img/p/2/7/5/4/2754.jpg | https://miro.co.za/index.php?controller=attachment&id_attachment=3443 | ZK-F18 Data Sheet
3 | ZKTeco | ZK-F19 | ZKTeco - F19 Biometric Fingerprint, Code &amp; RFID Indoor Stand Alone Reader | <p><strong>FEATURES</strong></p> <p>F19 is an innovative biometric fingerprint reader for access control application. Offering unparalleled performance by using an advanced algorithm for reliability, precision and excellent matching speed. The F19 features the fastest commercial-based fingerprint matching algorithm and ZK high-performance, high-image quality infrared detection fingerprint sensor. The device offers flexibility to be installed standalone or with any third party access control panels .that support standard Wiegand signal. All the operations can be done on the TFT-LCD color screen. The fingerprint image will be displayed on it. That will guide user to put finger on proper position and increase recognition rate. TCP/IP and RS485 are available that the device can be used in different network.</p> <p><strong>PRODUCT SPECIFICATIONS</strong></p> <table style="width: 600px;"> <tbody> <tr style="height: 45px;"> <td style="height: 45px; width: 215px;">Brand</td> <td style="height: 45px; width: 355px;"> <p class="h1 page-title">ZKTeco</p> </td> </tr> <tr style="height: 42px;"> <td style="height: 42px; width: 215px;">Item model number</td> <td style="height: 42px; width: 355px;"> <p>ZK-F19</p> </td> </tr> <tr style="height: 54px;"> <td style="height: 54px; width: 215px;">Product Type</td> <td style="height: 54px; width: 355px;"> <p>Stand Alone Reader</p> </td> </tr> <tr style="height: 54px;"> <td style="height: 54px; width: 215px;">Fingerprint Capacity</td> <td style="height: 54px; width: 355px;"> <p>3000 Templates</p> </td> </tr> <tr style="height: 54px;"> <td style="height: 54px; width: 215px;">Card Capacity</td> <td style="height: 54px; width: 355px;">5,000</td> </tr> <tr style="height: 54px;"> <td style="height: 54px; width: 215px;">Transaction Capacity</td> <td style="height: 54px; width: 355px;">30,000 Transactions</td> </tr> <tr style="height: 54px;"> <td style="height: 54px; width: 215px;">Sensor</td> <td style="height: 54px; width: 355px;">ZK Optical Sensor</td> </tr> <tr style="height: 54px;"> <td style="height: 54px; width: 215px;">Communication</td> <td style="height: 54px; width: 355px;">RS232/485, TCP/IP, USB-host</td> </tr> <tr style="height: 54px;"> <td style="height: 54px; width: 215px;">Display</td> <td style="height: 54px; width: 355px;">TFT LCD Color Screen</td> </tr> <tr style="height: 54px;"> <td style="height: 54px; width: 215px;">Standard Function</td> <td style="height: 54px; width: 355px;">Webserver, Anti-passback</td> </tr> <tr style="height: 54px;"> <td style="height: 54px; width: 215px;">Power Supply</td> <td style="height: 54px; width: 355px;">12V DC,3A</td> </tr> </tbody> </table> | TCP/IP, RS485, Works on free Access 3.5, Pair with Slave Reader | 3828 | 5063 | 1858 | IN STOCK at EXTERNAL supplier. <br> If ordered before 10AM: <br>DELIVERED next business day (main centres) <br>or 3-5 business days (regional areas or large items)<br> COLLECTION from Geewiz available Same Day (approx 4:30pm) | Miro | 1 | https://miro.co.za/img/p/2/7/5/7/2757.jpg | https://miro.co.za/index.php?controller=attachment&id_attachment=3444 | ZK-F19 Data Sheet
3 | ZKTeco | ZK-FR1500 | ZKTeco - Flush mounted RS 485 Fingerprint reader | <p><strong>FEATURES</strong></p> <p>&bull; Single gang Standard junction box installation.</p> <p>&bull; Flush-Mounted Design for neat installation.</p> <p>&bull; RS-485 Communication Interface.</p> <p>&bull; SilkID Fingerprint Sensor.</p> <p>&bull; Stainless Steel Front casing.</p> <p>&bull; Optional Fingerprint Protective Cover.</p> <p><strong>PRODUCT SPECIFICATIONS</strong></p> <table style="width: 600px;"> <tbody> <tr style="height: 45px;"> <td style="height: 45px; width: 216px;">Brand</td> <td style="height: 45px; width: 354px;"> <p class="h1 page-title">ZKTeco</p> </td> </tr> <tr style="height: 42px;"> <td style="height: 42px; width: 216px;">Item model number</td> <td style="height: 42px; width: 354px;"> <p>ZK-FR1500</p> </td> </tr> <tr style="height: 54px;"> <td style="height: 54px; width: 216px;">Product Type</td> <td style="height: 54px; width: 354px;"> <p>Fingerprint reader</p> </td> </tr> <tr style="height: 54px;"> <td style="height: 54px; width: 216px;">Power Supply</td> <td style="height: 54px; width: 354px;"> <p>Operating Voltage 12V DC</p> <p>Stand-by Mode Power Consumption:12V*60mA=0.72W</p> <p>Peak Current of Fingerprint scanning:140mA</p> </td> </tr> <tr style="height: 54px;"> <td style="height: 54px; width: 216px;">Hardware</td> <td style="height: 54px; width: 354px;"> <p>1.0 GHz CPU</p> <p>ZKSilkID Sensor</p> <p>Buzzer Prompt</p> <p>Three-color Indicator Light</p> </td> </tr> <tr style="height: 54px;"> <td style="height: 54px; width: 216px;">Communication</td> <td style="height: 54px; width: 354px;">RS485</td> </tr> </tbody> </table> | Silk ID, Stainless steel casing | 1961 | 2593 | 1858 | IN STOCK at EXTERNAL supplier. <br> If ordered before 10AM: <br>DELIVERED next business day (main centres) <br>or 3-5 business days (regional areas or large items)<br> COLLECTION from Geewiz available Same Day (approx 4:30pm) | Miro | 1 | https://miro.co.za/img/p/2/7/5/9/2759.jpg | https://miro.co.za/index.php?controller=attachment&id_attachment=3445 | ZK-FR1500 Data Sheet
3 | ZKTeco | ZK-ICLOCK990/ID | ZKTeco - iClock990 Fingerprint, Code &amp; RFID Time &amp; Attendance Terminal | <p><strong>FEATURES</strong></p> <p>&bull; Intuitive and stunning UI</p> <p>&bull; Built-in Battery</p> <p>&bull; Integrated RFID </p> <p><strong>PRODUCT SPECIFICATIONS</strong></p> <table style="width: 600px;"> <tbody> <tr style="height: 45px;"> <td style="height: 45px; width: 216px;">Brand</td> <td style="height: 45px; width: 354px;"> <p class="h1 page-title">ZKTeco</p> </td> </tr> <tr style="height: 42px;"> <td style="height: 42px; width: 216px;">Item model number</td> <td style="height: 42px; width: 354px;"> <p>ZK-ICLOCK990/ID</p> </td> </tr> <tr style="height: 54px;"> <td style="height: 54px; width: 216px;">Product Type</td> <td style="height: 54px; width: 354px;"> <p>Attendance Terminal</p> </td> </tr> <tr style="height: 54px;"> <td style="height: 54px; width: 216px;">Fingerprint Templates&nbsp;</td> <td style="height: 54px; width: 354px;"> <p>8, 000&nbsp;</p> </td> </tr> <tr style="height: 54px;"> <td style="height: 54px; width: 216px;">RFID Cards&nbsp;</td> <td style="height: 54px; width: 354px;">10, 000</td> </tr> <tr style="height: 54px;"> <td style="height: 54px; width: 216px;">Transactions&nbsp;</td> <td style="height: 54px; width: 354px;">200, 000&nbsp;</td> </tr> <tr style="height: 54px;"> <td style="height: 54px; width: 216px;">Communication&nbsp;</td> <td style="height: 54px; width: 354px;">RS485 / TCP/IP / USB </td> </tr> <tr style="height: 54px;"> <td style="height: 54px; width: 216px;">Power Supply</td> <td style="height: 54px; width: 354px;">12V DC 3A</td> </tr> </tbody> </table> | Fingerprint Recognition TA &amp; Access Terminal, Comes with a power supply, Works on TimeNet &amp; Biotime | 6447 | 8526 | 1858 | IN STOCK at EXTERNAL supplier. <br> If ordered before 10AM: <br>DELIVERED next business day (main centres) <br>or 3-5 business days (regional areas or large items)<br> COLLECTION from Geewiz available Same Day (approx 4:30pm) | Miro | 1 | https://miro.co.za/img/p/2/8/6/8/2868.jpg |  | ZK-ICLOCK990/ID Data Sheet
3 | ZKTeco | ZK-IN05-A/ID | ZKTeco - IN05 Fingerprint, Code &amp; RFID Time and Attendance Terminal | <p><strong>FEATURES</strong></p> <p>Fingerprint Recognition TA &amp; Access Terminal, Comes with a power supply, Works on TimeNet &amp; Biotime</p> <p><strong>PRODUCT SPECIFICATIONS</strong></p> <table style="width: 600px;"> <tbody> <tr style="height: 45px;"> <td style="height: 45px; width: 216px;">Brand</td> <td style="height: 45px; width: 354px;"> <p class="h1 page-title">ZKTeco</p> </td> </tr> <tr style="height: 42px;"> <td style="height: 42px; width: 216px;">Item model number</td> <td style="height: 42px; width: 354px;"> <p>ZK-IN05-A/ID</p> </td> </tr> <tr style="height: 54px;"> <td style="height: 54px; width: 216px;">Product Type</td> <td style="height: 54px; width: 354px;"> <p>Attendance Terminal</p> </td> </tr> </tbody> </table> | Fingerprint Recognition TA &amp; Access Terminal, Comes with a power supply, Works on TimeNet &amp; Biotime | 5801 | 7672 | 1858 | IN STOCK at EXTERNAL supplier. <br> If ordered before 10AM: <br>DELIVERED next business day (main centres) <br>or 3-5 business days (regional areas or large items)<br> COLLECTION from Geewiz available Same Day (approx 4:30pm) | Miro | 1 | https://miro.co.za/img/p/2/8/6/7/2867.jpg |  | ZK-IN05-A/ID Data Sheet
3 | ZKTeco | ZK-INBIO460 | ZKTeco - Inbio 460 - 4 Door Access Control Panel | <p><strong>FEATURES</strong></p> <p>InBio carries out the matching of fingerprints on the panels. The FR Series of readers transmit fingerprint templates to InBio vis RS485 for fast and accurate matching with templates stored in the database. Wiegand inputs are also provided for traditional RFID readers.</p> <p>Support up to 3000 fingerprint templates, 30,000 badge users and store up to 10,000 events and transactions. Data is preserved if power is lost. Controller continues to operate if network connection is interrupted.</p> <p>InBio controllers can be installed easily on your network and support both TCP/IP and RS-485 communication. Auto-discovery tool allows setting and modification of network parameters directly and easily.</p> <p><strong>PRODUCT SPECIFICATIONS</strong></p> <table style="width: 600px;"> <tbody> <tr style="height: 45px;"> <td style="height: 45px; width: 216px;">Brand</td> <td style="height: 45px; width: 354px;"> <p class="h1 page-title">ZKTeco</p> </td> </tr> <tr style="height: 42px;"> <td style="height: 42px; width: 216px;">Item model number</td> <td style="height: 42px; width: 354px;"> <p>ZK-INBIO460</p> </td> </tr> <tr style="height: 54px;"> <td style="height: 54px; width: 216px;">Product Type</td> <td style="height: 54px; width: 354px;"> <p>Control Panel</p> </td> </tr> <tr style="height: 54px;"> <td style="height: 54px; width: 216px;">Number of doors controller</td> <td style="height: 54px; width: 354px;"> <p>4 Door</p> </td> </tr> <tr style="height: 54px;"> <td style="height: 54px; width: 216px;">Numbers of readers supported</td> <td style="height: 54px; width: 354px;">12 (8 RS-485 Reader, 4 26-bit wiegand reader)</td> </tr> <tr style="height: 54px;"> <td style="height: 54px; width: 216px;">Card holders Capacity</td> <td style="height: 54px; width: 354px;">30,000</td> </tr> <tr style="height: 54px;"> <td style="height: 54px; width: 216px;">Fingerprint Capacity</td> <td style="height: 54px; width: 354px;">3,000 (optional 20,000)</td> </tr> <tr style="height: 54px;"> <td style="height: 54px; width: 216px;">Log Events Capacity</td> <td style="height: 54px; width: 354px;">100,000</td> </tr> <tr style="height: 54px;"> <td style="height: 54px; width: 216px;">CPU</td> <td style="height: 54px; width: 354px;">32 bit 400MHz CPU</td> </tr> <tr style="height: 54px;"> <td style="height: 54px; width: 216px;">RAM</td> <td style="height: 54px; width: 354px;">32M</td> </tr> <tr style="height: 54px;"> <td style="height: 54px; width: 216px;">Flash Memory</td> <td style="height: 54px; width: 354px;">128M</td> </tr> <tr style="height: 54px;"> <td style="height: 54px; width: 216px;">Power</td> <td style="height: 54px; width: 354px;">9.6V-14.4V DC</td> </tr> </tbody> </table> | TCP/IP and RS-485, Pair 8 Slave Readers, Works on Access 3.5 Free software | 6609 | 8740 | 1858 | IN STOCK at EXTERNAL supplier. <br> If ordered before 10AM: <br>DELIVERED next business day (main centres) <br>or 3-5 business days (regional areas or large items)<br> COLLECTION from Geewiz available Same Day (approx 4:30pm) | Miro | 1 | https://miro.co.za/img/p/2/7/7/3/2773.jpg | https://miro.co.za/index.php?controller=attachment&id_attachment=3453 | ZK-INBIO460 Data Sheet
3 | ZKTeco | ZK-K30 | ZKTeco - Fingerprint and RFID Time and Attendance Terminal | <p><strong>FEATURES</strong></p> <p>K30 is a 2.8-inch TFT screen Time Attendance Terminal. TCP/IP and USB Host make data management extremely easy. Most importantly, the built-in backup battery can eliminate the trouble of powerfailure. With elegant appearance and reliable quality, you can get the best from it.</p> <p><strong>PRODUCT SPECIFICATIONS</strong></p> <table style="width: 600px;"> <tbody> <tr style="height: 45px;"> <td style="height: 45px; width: 216px;">Brand</td> <td style="height: 45px; width: 354px;"> <p class="h1 page-title">ZKTeco</p> </td> </tr> <tr style="height: 42px;"> <td style="height: 42px; width: 216px;">Item model number</td> <td style="height: 42px; width: 354px;"> <p>ZK-K30</p> </td> </tr> <tr style="height: 54px;"> <td style="height: 54px; width: 216px;">Product Type</td> <td style="height: 54px; width: 354px;"> <p>Fingerprint and RFID Time and Attendance Terminal</p> </td> </tr> <tr style="height: 54px;"> <td style="height: 54px; width: 216px;">Fingerprint Capacity</td> <td style="height: 54px; width: 354px;"> <p>1000 (1:N)</p> </td> </tr> <tr style="height: 54px;"> <td style="height: 54px; width: 216px;">ID Card Capacity</td> <td style="height: 54px; width: 354px;">1,000 (Optional)</td> </tr> <tr style="height: 54px;"> <td style="height: 54px; width: 216px;">Record Capacity</td> <td style="height: 54px; width: 354px;">80,000</td> </tr> <tr style="height: 54px;"> <td style="height: 54px; width: 216px;">Display</td> <td style="height: 54px; width: 354px;">2.8-inch Screen</td> </tr> <tr style="height: 54px;"> <td style="height: 54px; width: 216px;">Communication</td> <td style="height: 54px; width: 354px;">TCP/IP, USB</td> </tr> <tr style="height: 54px;"> <td style="height: 54px; width: 216px;">Power Supply</td> <td style="height: 54px; width: 354px;">DC12V 2A</td> </tr> </tbody> </table> | 1000 Finger Print Templates, No AC relay, back up battery, PSU standard, TimeNet 3.0 Software | 2139 | 2829 | 1858 | IN STOCK at EXTERNAL supplier. <br> If ordered before 10AM: <br>DELIVERED next business day (main centres) <br>or 3-5 business days (regional areas or large items)<br> COLLECTION from Geewiz available Same Day (approx 4:30pm) | Miro | 1 | https://miro.co.za/img/p/2/8/6/6/2866.jpg | https://miro.co.za/index.php?controller=attachment&id_attachment=3457 | ZK-K30 Data Sheet
3 | ZKTeco | ZK-L7000-U | ZKTeco - L7000-U Fingerprint Smart Door Lock | <p><strong>FEATURES</strong></p> <p>&bull; New generation fingerprint recognition algorithm</p> <p>&bull; American standard single latch for fast installation and easy replacement</p> <p>&bull; Handle, latch and strike is reversible design for all door open direction</p> <p>&bull; Idle handle design to prevent from forcible entry</p> <p>&bull; OLED display screen with visual menu</p> <p>&bull; Three independent unlocking methods - fingerprint, password, mechanical Key</p> <p><strong>PRODUCT SPECIFICATIONS</strong></p> <table style="width: 600px;"> <tbody> <tr style="height: 45px;"> <td style="height: 45px; width: 216px;">Brand</td> <td style="height: 45px; width: 354px;"> <p class="h1 page-title">ZKTeco</p> </td> </tr> <tr style="height: 42px;"> <td style="height: 42px; width: 216px;">Item model number</td> <td style="height: 42px; width: 354px;"> <p>ZK-L7000-U</p> </td> </tr> <tr style="height: 54px;"> <td style="height: 54px; width: 216px;">Product Type</td> <td style="height: 54px; width: 354px;"> <p>Door Lock</p> </td> </tr> <tr style="height: 54px;"> <td style="height: 54px; width: 216px;">Material</td> <td style="height: 54px; width: 354px;"> <p>Zinc Alloy</p> </td> </tr> <tr style="height: 54px;"> <td style="height: 54px; width: 216px;">Fingerprint Capacity</td> <td style="height: 54px; width: 354px;">500</td> </tr> <tr style="height: 54px;"> <td style="height: 54px; width: 216px;">Password Capacity</td> <td style="height: 54px; width: 354px;">100</td> </tr> <tr style="height: 54px;"> <td style="height: 54px; width: 216px;">Log Capacity</td> <td style="height: 54px; width: 354px;">30,000</td> </tr> <tr style="height: 54px;"> <td style="height: 54px; width: 216px;">Communication</td> <td style="height: 54px; width: 354px;">USB flash disk (optional)</td> </tr> <tr style="height: 54px;"> <td style="height: 54px; width: 216px;">Power Supply</td> <td style="height: 54px; width: 354px;">4 &times; AA Alkaline Battery</td> </tr> </tbody> </table> | Smart alarm for low battery &amp; illegal operation, Backset is adjustable | 3661 | 4842 | 1858 | IN STOCK at EXTERNAL supplier. <br> If ordered before 10AM: <br>DELIVERED next business day (main centres) <br>or 3-5 business days (regional areas or large items)<br> COLLECTION from Geewiz available Same Day (approx 4:30pm) | Miro | 1 | https://miro.co.za/img/p/2/7/8/7/2787.jpg | https://miro.co.za/index.php?controller=attachment&id_attachment=3462 | ZK-L7000-U Data Sheet
3 | ZKTeco | ZK-ML10 | ZKTeco - ML10 Fingerprint RFID Smart Door Lock | <p><strong>FEATURES</strong></p> <p>ZK Teco ZKTeco - ML10 fingerprint RFID door lock (smart lock) not for hotels, External terminals to draw back-up power from a 9V battery, Infrared sensor-touch to open </p> <p><strong>PRODUCT SPECIFICATIONS</strong></p> <table style="width: 600px;"> <tbody> <tr style="height: 45px;"> <td style="height: 45px; width: 216px;">Brand</td> <td style="height: 45px; width: 354px;"> <p class="h1 page-title">ZKTeco</p> </td> </tr> <tr style="height: 42px;"> <td style="height: 42px; width: 216px;">Item model number</td> <td style="height: 42px; width: 354px;"> <p>ZK-ML10</p> </td> </tr> <tr style="height: 54px;"> <td style="height: 54px; width: 216px;">Product Type</td> <td style="height: 54px; width: 354px;"> <p>Door Lock</p> </td> </tr> <tr style="height: 54px;"> <td style="height: 54px; width: 216px;">Card&nbsp;</td> <td style="height: 54px; width: 354px;"> <p>ID Card (Optional)</p> </td> </tr> <tr style="height: 54px;"> <td style="height: 54px; width: 216px;">Communication&nbsp;</td> <td style="height: 54px; width: 354px;">Bluetooth (Optional)&nbsp;</td> </tr> <tr style="height: 54px;"> <td style="height: 54px; width: 216px;">User Capacity&nbsp;</td> <td style="height: 54px; width: 354px;">Admin -10, Normal User - 60, Temporary User - 20</td> </tr> <tr style="height: 54px;"> <td style="height: 54px; width: 216px;">Power Supply&nbsp;</td> <td style="height: 54px; width: 354px;">4 xAA Alkaline Battery</td> </tr> <tr style="height: 54px;"> <td style="height: 54px; width: 216px;">Operating Temperature&nbsp;</td> <td style="height: 54px; width: 354px;">0&deg;C - 55&deg;C</td> </tr> <tr style="height: 54px;"> <td style="height: 54px; width: 216px;">Battery Life&nbsp;</td> <td style="height: 54px; width: 354px;">Over 6000 Times (Approx1 year)&nbsp;</td> </tr> </tbody> </table> | External terminals to draw back-up power from a 9V battery, Infrared sensor–Touch to open | 2313 | 3059 | 1858 | IN STOCK at EXTERNAL supplier. <br> If ordered before 10AM: <br>DELIVERED next business day (main centres) <br>or 3-5 business days (regional areas or large items)<br> COLLECTION from Geewiz available Same Day (approx 4:30pm) | Miro | 1 | https://miro.co.za/img/p/2/8/6/5/2865.jpg |  | ZK-ML10 Data Sheet
3 | ZKTeco | ZK-MULTIBIO 700 | ZKTeco - MultioBio 700 Facial, Fingerprint &amp; RFID Stand Alone T&amp;A and Access Control Terminal | <p><strong>FEATURES</strong></p> <p>MultiBio 700 is a new generation multiple biometric identification product. Integrating with Face, Fingerprint and PIN recognition and optional with RFID mode. It performs up to 20 verification methods all in a single device conveniently. MultiBio700 stores 1500 faces and 2000 fingerprint templates and identifies users by 1:N mode. When users glance into the MutiBio700 camera, it captures the relative position, size, and shape of user&rsquo;s eyes, nose, cheekbones, and jaw features. These parameters are used to create a biometric template which is then used to subsequently verify or identify each user. MultiBio700 can be used as a standalone access control reader by connecting a door lock, exit switch, alarm and door sensor to the relay contacts. The Wiegand IN and OUT ports can be used to connect 3rd party access control panels and peripherals. The MultiBio700 also includes a USB port for offline data backup/management.</p> <p><strong>PRODUCT SPECIFICATIONS</strong></p> <table style="width: 600px;"> <tbody> <tr style="height: 45px;"> <td style="height: 45px; width: 214px;">Brand</td> <td style="height: 45px; width: 356px;"> <p class="h1 page-title">ZKTeco</p> </td> </tr> <tr style="height: 42px;"> <td style="height: 42px; width: 214px;">Item model number</td> <td style="height: 42px; width: 356px;"> <p>ZK-MULTIBIO 700</p> </td> </tr> <tr style="height: 54px;"> <td style="height: 54px; width: 214px;">Product Type</td> <td style="height: 54px; width: 356px;"> <p>Fingerprint &amp;amp; RFID Stand Alone T&amp;amp;A and Access Control Terminal</p> </td> </tr> <tr style="height: 54px;"> <td style="height: 54px; width: 214px;">Display</td> <td style="height: 54px; width: 356px;"> <p>3-inch Touch Screen</p> </td> </tr> <tr style="height: 54px;"> <td style="height: 54px; width: 214px;">Face Capacity</td> <td style="height: 54px; width: 356px;">1,500 (1:N)</td> </tr> <tr style="height: 54px;"> <td style="height: 54px; width: 214px;">Fingerprint Capacity</td> <td style="height: 54px; width: 356px;">2,000</td> </tr> <tr style="height: 57px;"> <td style="height: 57px; width: 214px;">ID Card Capacity(optional)</td> <td style="height: 57px; width: 356px;">10,000</td> </tr> <tr style="height: 54px;"> <td style="height: 54px; width: 214px;">Log Capacity</td> <td style="height: 54px; width: 356px;">100,000</td> </tr> <tr style="height: 54px;"> <td style="height: 54px; width: 214px;">Camera</td> <td style="height: 54px; width: 356px;">High Resolution Infrared Camera</td> </tr> <tr style="height: 54px;"> <td style="height: 54px; width: 214px;">Sensor</td> <td style="height: 54px; width: 356px;">ZK Optical Sensor</td> </tr> <tr style="height: 54px;"> <td style="height: 54px; width: 214px;">Power Supply</td> <td style="height: 54px; width: 356px;">12V DC</td> </tr> </tbody> </table> | Face Capacity - 1,500; Finger - 2,000; RFID - 10,000; 3-inch Touch Screen, Works on Access 3.5 | 6648 | 8792 | 1858 | IN STOCK at EXTERNAL supplier. <br> If ordered before 10AM: <br>DELIVERED next business day (main centres) <br>or 3-5 business days (regional areas or large items)<br> COLLECTION from Geewiz available Same Day (approx 4:30pm) | Miro | 1 | https://miro.co.za/img/p/2/8/0/0/2800.jpg | https://miro.co.za/index.php?controller=attachment&id_attachment=3470 | ZK-MULTIBIO 700 Data Sheet
3 | ZKTeco | ZK-MULTIBIO 800 | ZKTeco - MultioBio 800 Facial, Fingerprint &amp; RFID Stand Alone T&amp;A and Access Control Terminal | <p><strong>FEATURES</strong></p> <p>MultiBio 800-H is a time attendance and access control terminal for face and fingerprint verification. Using ZK lastest ZKFACE 7.0 highspeed face recognition algorithm, it has extremely high verification speed and low error rate.</p> <p>With its high-resolution infrared night vision light and professional color duo camera, the terminal can carry out quick verification in any environment. What is more, it supports face, fingerprint, user ID, password, RFID card (optional) and various combination methods, in order to satisfy the demands of different users. Moreover, the TCP/IP communication supports connection across internet segments. Its auxiliary input function can be used for linking to Fire Alarm.</p> <p><strong>PRODUCT SPECIFICATIONS</strong></p> <table style="width: 600px;"> <tbody> <tr style="height: 45px;"> <td style="height: 45px; width: 214px;">Brand</td> <td style="height: 45px; width: 356px;"> <p class="h1 page-title">ZKTeco</p> </td> </tr> <tr style="height: 42px;"> <td style="height: 42px; width: 214px;">Item model number</td> <td style="height: 42px; width: 356px;"> <p>ZK-MULTIBIO 800</p> </td> </tr> <tr style="height: 54px;"> <td style="height: 54px; width: 214px;">Product Type</td> <td style="height: 54px; width: 356px;"> <p>Fingerprint &amp;amp; RFID Stand Alone T&amp;amp;A and Access Control Terminal</p> </td> </tr> <tr style="height: 54px;"> <td style="height: 54px; width: 214px;">Display</td> <td style="height: 54px; width: 356px;"> <p>2.8 inch TFT LCD Color Screen</p> </td> </tr> <tr style="height: 54px;"> <td style="height: 54px; width: 214px;">Face Capacity</td> <td style="height: 54px; width: 356px;">1500(1:N) 4000(1:1)</td> </tr> <tr style="height: 54px;"> <td style="height: 54px; width: 214px;">Fingerprint Capacity</td> <td style="height: 54px; width: 356px;">4000</td> </tr> <tr style="height: 57px;"> <td style="height: 57px; width: 214px;">Card Capacity</td> <td style="height: 57px; width: 356px;">10,000(Optional) ID/Mifare or HID card</td> </tr> <tr style="height: 54px;"> <td style="height: 54px; width: 214px;">Transaction Capacity</td> <td style="height: 54px; width: 356px;">100,000 Transactions</td> </tr> <tr style="height: 54px;"> <td style="height: 54px; width: 214px;">Communication</td> <td style="height: 54px; width: 356px;">RS485, TCP/IP, USB-host</td> </tr> <tr style="height: 54px;"> <td style="height: 54px; width: 214px;">Standard Function</td> <td style="height: 54px; width: 356px;">DST, Automatic Status Switch, Anti-passback, Scheduled-Bell</td> </tr> <tr style="height: 54px;"> <td style="height: 54px; width: 214px;">Power Supply</td> <td style="height: 54px; width: 356px;">12V DC,3A</td> </tr> </tbody> </table> | Face Capacity - 1,500; Finger - 4,000; RFID - 10,000; 2.8 inch LCD Screen, Works on Access 3.5 | 5238 | 6927 | 1858 | IN STOCK at EXTERNAL supplier. <br> If ordered before 10AM: <br>DELIVERED next business day (main centres) <br>or 3-5 business days (regional areas or large items)<br> COLLECTION from Geewiz available Same Day (approx 4:30pm) | Miro | 1 | https://miro.co.za/img/p/2/8/0/2/2802.jpg | https://miro.co.za/index.php?controller=attachment&id_attachment=3471 | ZK-MULTIBIO 800 Data Sheet
3 | ZKTeco | ZK-P160WIFI | ZKTeco - Multibiometric identification T&amp;A and Access Control Terminal | <p><strong>FEATURES</strong></p> <p>P160 is a multibiometric identification time &amp; attendance and access control terminal, which can connect with third party electric lock, door sensor, and exit button etc. <br />With the latest palm/fingerprint identification algorithm and streamlined technology, it can hold 600 palm templates and up to 20,000 fingerprint templates without dividing into groups. <br />Communicating via Wi-Fi , TCP/IP, and USB host, it ensures a smooth connection and data transfer. Amazing verification speed and intuitive operation process make it popular. Elaborately designed and finely processed, it matches your slap-up office perfectly. </p> <p><strong>PRODUCT SPECIFICATIONS</strong></p> <table style="width: 600px;"> <tbody> <tr style="height: 45px;"> <td style="height: 45px; width: 214px;">Brand</td> <td style="height: 45px; width: 356px;"> <p class="h1 page-title">ZKTeco</p> </td> </tr> <tr style="height: 42px;"> <td style="height: 42px; width: 214px;">Item model number</td> <td style="height: 42px; width: 356px;"> <p>ZK-P160WIFI</p> </td> </tr> <tr style="height: 54px;"> <td style="height: 54px; width: 214px;">Product Type</td> <td style="height: 54px; width: 356px;"> <p>Access Control Terminal</p> </td> </tr> <tr style="height: 54px;"> <td style="height: 54px; width: 214px;">Display&nbsp;</td> <td style="height: 54px; width: 356px;"> <p>2.8-inch TFT Color Display&nbsp;</p> </td> </tr> <tr style="height: 54px;"> <td style="height: 54px; width: 214px;">Palm Capacity</td> <td style="height: 54px; width: 356px;">600 (Standard)</td> </tr> <tr style="height: 54px;"> <td style="height: 54px; width: 214px;">Fingerprint Capacity</td> <td style="height: 54px; width: 356px;">3,000</td> </tr> <tr style="height: 54px;"> <td style="height: 54px; width: 214px;">&nbsp;ID Card Capacity</td> <td style="height: 54px; width: 356px;">10,000 (Optional)&nbsp;</td> </tr> <tr style="height: 54px;"> <td style="height: 54px; width: 214px;">Logs Capacity</td> <td style="height: 54px; width: 356px;">100,000&nbsp;</td> </tr> <tr style="height: 54px;"> <td style="height: 54px; width: 214px;">Communication&nbsp;</td> <td style="height: 54px; width: 356px;">TCP/IP, USS-Host, WeFi (Optional)</td> </tr> </tbody> </table> | Palm Capacity - 6,000, Fingerprint - 3,000, Wifi Connected, PoE Port built-in, Backup Battery | 4792 | 6337 | 1858 | IN STOCK at EXTERNAL supplier. <br> If ordered before 10AM: <br>DELIVERED next business day (main centres) <br>or 3-5 business days (regional areas or large items)<br> COLLECTION from Geewiz available Same Day (approx 4:30pm) | Miro | 1 | https://miro.co.za/img/p/2/8/0/4/2804.jpg | https://miro.co.za/index.php?controller=attachment&id_attachment=3472 | ZK-P160WIFI Data Sheet
3 | ZKTeco | ZK-PROCAPTURE-WP | ZKTeco - Outdoor Access fingerprint and RFID. Dry, wet, rough fingers | <p><strong>FEATURES</strong></p> <p>Reliable, durable and highly accurate SilkID fingerprint sensor with latest fingerprint matching algorithm which provides less than 1.5 second user recognition.</p> <p>Stores up to 6,000 fingerprint templates and 10,000 cards. Data can be backed up to a USB flash drive and transferred to another ProCapture-T in the absence of network connectivity.</p> <p>Works without a computer. Complete setup and programming can be done via the ProCapture-T keypad and embeded firmware. Audio-Visual Indication for acceptance and rejection of valid/ invalid fingerprints, cards and passwords.</p> <p><strong>PRODUCT SPECIFICATIONS</strong></p> <table style="width: 600px;"> <tbody> <tr style="height: 45px;"> <td style="height: 45px; width: 214px;">Brand</td> <td style="height: 45px; width: 356px;"> <p class="h1 page-title">ZKTeco</p> </td> </tr> <tr style="height: 42px;"> <td style="height: 42px; width: 214px;">Item model number</td> <td style="height: 42px; width: 356px;"> <p>ZK-PROCAPTURE-WP</p> </td> </tr> <tr style="height: 54px;"> <td style="height: 54px; width: 214px;">Product Type</td> <td style="height: 54px; width: 356px;"> <p>Outdoor Access fingerprint</p> </td> </tr> <tr style="height: 54px;"> <td style="height: 54px; width: 214px;">Capacity</td> <td style="height: 54px; width: 356px;"> <p>Fingerprints: 6,000</p> <p>Cards: 10,000</p> </td> </tr> <tr style="height: 54px;"> <td style="height: 54px; width: 214px;">Communication</td> <td style="height: 54px; width: 356px;"> <p>TCP/IP, RS485 (for slave reader)</p> <p>USB Host</p> <p>Wiegand Input/Output</p> </td> </tr> <tr style="height: 54px;"> <td style="height: 54px; width: 214px;">Hardware</td> <td style="height: 54px; width: 356px;"> <p>SilkID Fingerprint Sensor</p> <p>2.4 Inch TFT-LCD Touch Screen</p> <p>125 kHz ZKAccess Card Reader</p> <p>Tamper Switch Alarm</p> </td> </tr> <tr style="height: 54px;"> <td style="height: 54px; width: 214px;">Power</td> <td style="height: 54px; width: 356px;"> <p>Operating Voltage 12V DC</p> <p>Current Draw &lt; 500mA</p> </td> </tr> </tbody> </table> | ZKTeco - Outdoor Access fingerprint and RFID. Dry, wet, rough fingers | 6950 | 9191 | 1858 | IN STOCK at EXTERNAL supplier. <br> If ordered before 10AM: <br>DELIVERED next business day (main centres) <br>or 3-5 business days (regional areas or large items)<br> COLLECTION from Geewiz available Same Day (approx 4:30pm) | Miro | 1 | https://miro.co.za/img/p/2/8/0/7/2807.jpg | https://miro.co.za/index.php?controller=attachment&id_attachment=3473 | ZK-PROCAPTURE-WP Data Sheet
3 | Teltonika | TTK-RUT850 | Teltonika Automotive LTE Wi-Fi IoT Router with VPN and GPS Tracking | <p><strong>FEATURES</strong></p> <p>RUT850 is compact slim design LTE wireless router. Router support latest IEEE802.11b/g/n WLAN standards, LTE CAT4, provides GNSS capabilities. </p> <p><strong>PRODUCT SPECIFICATIONS</strong></p> <table style="width: 600px;"> <tbody> <tr style="height: 45px;"> <td style="height: 45px; width: 214px;">Brand</td> <td style="height: 45px; width: 356px;"> <p class="h1 page-title">Teltonika</p> </td> </tr> <tr style="height: 42px;"> <td style="height: 42px; width: 214px;">Item model number</td> <td style="height: 42px; width: 356px;"> <p>TTK-RUT850</p> </td> </tr> <tr style="height: 54px;"> <td style="height: 54px; width: 214px;">Product Type</td> <td style="height: 54px; width: 356px;"> <p>Router</p> </td> </tr> <tr style="height: 54px;"> <td style="height: 54px; width: 214px;">Input voltage range</td> <td style="height: 54px; width: 356px;"> <p>9 - 30 VDC</p> </td> </tr> <tr style="height: 54px;"> <td style="height: 54px; width: 214px;">Overvoltage protection</td> <td style="height: 54px; width: 356px;">up to continuous 60 VDC&nbsp;</td> </tr> <tr style="height: 54px;"> <td style="height: 54px; width: 214px;">Power consumption</td> <td style="height: 54px; width: 356px;">&lt; 5 W</td> </tr> <tr style="height: 54px;"> <td style="height: 54px; width: 214px;">Operating temperature</td> <td style="height: 54px; width: 356px;">-40 &deg;C to 75&deg;C </td> </tr> </tbody> </table> | 802.11n built-in AP, Mobile App, GNSS GPS module, 1 x SIM Slot, DC Input, External LTE Ant. | 2257 | 2985 | 628 | IN STOCK at EXTERNAL supplier. <br> If ordered before 10AM: <br>DELIVERED next business day (main centres) <br>or 3-5 business days (regional areas or large items)<br> COLLECTION from Geewiz available Same Day (approx 4:30pm) | Miro | 1 | https://miro.co.za/img/p/1/7/6/7/1767.jpg | https://miro.co.za/index.php?controller=attachment&id_attachment=2667 | TTK-RUT850 Data Sheet
3 | ZKTeco | ZK-S922/ID/WIFI | ZKTeco - S922 Portable Wi-Fi Time and Attendance device | <p><strong>FEATURES</strong></p> <p>S922 Portable Fingerprint Time and Attendance Terminal is specifically designed for off-site time management, such as construction sites, logistic industries, large farms, mining industry, etc. and can store 50,000 fingerprint and 50,000 card templates. Top handle with rubber coating enables users to carry easily.&nbsp;</p> <p><strong>PRODUCT SPECIFICATIONS</strong></p> <table style="width: 600px;"> <tbody> <tr style="height: 45px;"> <td style="height: 45px; width: 214px;">Brand</td> <td style="height: 45px; width: 356px;"> <p class="h1 page-title">ZKTeco</p> </td> </tr> <tr style="height: 42px;"> <td style="height: 42px; width: 214px;">Item model number</td> <td style="height: 42px; width: 356px;"> <p>ZK-S922/ID/WIFI</p> </td> </tr> <tr style="height: 54px;"> <td style="height: 54px; width: 214px;">Product Type</td> <td style="height: 54px; width: 356px;"> <p>Attendance device</p> </td> </tr> <tr style="height: 54px;"> <td style="height: 54px; width: 214px;">Display</td> <td style="height: 54px; width: 356px;"> <p>3.5-inch TFT Screen&nbsp;</p> </td> </tr> <tr style="height: 54px;"> <td style="height: 54px; width: 214px;">Fingerprint Capacity&nbsp;</td> <td style="height: 54px; width: 356px;">50, 000</td> </tr> <tr style="height: 54px;"> <td style="height: 54px; width: 214px;">Card Capacity</td> <td style="height: 54px; width: 356px;">50, 000 (ID Card)&nbsp;</td> </tr> <tr style="height: 54px;"> <td style="height: 54px; width: 214px;">Transaction Capacity</td> <td style="height: 54px; width: 356px;">800, 000</td> </tr> <tr style="height: 54px;"> <td style="height: 54px; width: 214px;">Fingerprint Sensor&nbsp;</td> <td style="height: 54px; width: 356px;">ZK Optical Sensor&nbsp;</td> </tr> </tbody> </table> | Finger Capacity - 5,000; RFID - 3,000; IP65, Shock-resistant, Built-in USB port &amp; Battery, TimeNet 3 | 8058 | 10657 | 1858 | IN STOCK at EXTERNAL supplier. <br> If ordered before 10AM: <br>DELIVERED next business day (main centres) <br>or 3-5 business days (regional areas or large items)<br> COLLECTION from Geewiz available Same Day (approx 4:30pm) | Miro | 1 | https://miro.co.za/img/p/2/8/6/4/2864.jpg |  | ZK-S922/ID/WIFI Data Sheet
3 | ZKTeco | ZK-S922-ID-3G | ZKTeco - S922 Portable 3G Time and Attendance device | <p><strong>FEATURES</strong></p> <p>The S922 is specifically designed for off-site time management, such as construction sites, logistic industries, large farms, and the mining industry. Top handle with rubber coating enables users to carry easily</p> <p><strong>PRODUCT SPECIFICATIONS</strong></p> <table style="width: 600px;"> <tbody> <tr style="height: 45px;"> <td style="height: 45px; width: 214px;">Brand</td> <td style="height: 45px; width: 356px;"> <p class="h1 page-title">ZKTeco</p> </td> </tr> <tr style="height: 42px;"> <td style="height: 42px; width: 214px;">Item model number</td> <td style="height: 42px; width: 356px;"> <p>ZK-S922-ID-3G</p> </td> </tr> <tr style="height: 54px;"> <td style="height: 54px; width: 214px;">Product Type</td> <td style="height: 54px; width: 356px;"> <p>Attendance device</p> </td> </tr> <tr style="height: 54px;"> <td style="height: 54px; width: 214px;">Display</td> <td style="height: 54px; width: 356px;"> <p>3.5-inch TFT Screen</p> </td> </tr> <tr style="height: 54px;"> <td style="height: 54px; width: 214px;">Fingerprint Capacity</td> <td style="height: 54px; width: 356px;">5, 000 (Standard)/10,000 (Optional)</td> </tr> <tr style="height: 54px;"> <td style="height: 54px; width: 214px;">Card Capacity</td> <td style="height: 54px; width: 356px;">30,000 (ID Card)</td> </tr> <tr style="height: 54px;"> <td style="height: 54px; width: 214px;">Transaction Capacity</td> <td style="height: 54px; width: 356px;">200,000</td> </tr> <tr style="height: 54px;"> <td style="height: 54px; width: 214px;">Fingerprint Sensor</td> <td style="height: 54px; width: 356px;">ZK Optical Sensor</td> </tr> <tr style="height: 54px;"> <td style="height: 54px; width: 214px;">Communication</td> <td style="height: 54px; width: 356px;">TCP/IP, USB-host, Wi-Fi</td> </tr> <tr style="height: 54px;"> <td style="height: 54px; width: 214px;">Power Supply</td> <td style="height: 54px; width: 356px;">12V 3A DC; Built-in Backup 7600 mAh Battery</td> </tr> </tbody> </table> | Finger Capacity - 5,000; RFID - 3,000; IP65, Shock-resistant, Built-in USB port &amp; Battery, TimeNet 3 | 10476 | 13855 | 1858 | IN STOCK at EXTERNAL supplier. <br> If ordered before 10AM: <br>DELIVERED next business day (main centres) <br>or 3-5 business days (regional areas or large items)<br> COLLECTION from Geewiz available Same Day (approx 4:30pm) | Miro | 1 | https://miro.co.za/img/p/2/8/1/9/2819.jpg | https://miro.co.za/index.php?controller=attachment&id_attachment=3480 | ZK-S922-ID-3G Data Sheet
3 | ZKTeco | ZK-SF300 | ZKTeco - Touch screen Access Control &amp; Time and Attendance | <p><strong>FEATURES</strong></p> <p>The SF300 is an IP based fingerprint terminal, which operate in both network mode and standalone mode. it can connect with ZKAccess3.5 software for access control and time attendance management.</p> <p>Wiegand output makes SF300 flexible to connect with ZK or any 3rd party controllers as a slave reader, Additionally, wiegand input allows two units of SF300 to configure with each other and utilize Master &amp; Slave solution, which requires user verification at both entrance and exit. Meanwhile, anti-passback function can be used to maximize the security.</p> <p><strong>PRODUCT SPECIFICATIONS</strong></p> <table style="width: 600px;"> <tbody> <tr style="height: 45px;"> <td style="height: 45px; width: 214px;">Brand</td> <td style="height: 45px; width: 356px;"> <p class="h1 page-title">ZKTeco</p> </td> </tr> <tr style="height: 42px;"> <td style="height: 42px; width: 214px;">Item model number</td> <td style="height: 42px; width: 356px;"> <p>ZK-SF300</p> </td> </tr> <tr style="height: 54px;"> <td style="height: 54px; width: 214px;">Product Type</td> <td style="height: 54px; width: 356px;"> <p>Attendance device</p> </td> </tr> <tr style="height: 54px;"> <td style="height: 54px; width: 214px;">LCD</td> <td style="height: 54px; width: 356px;"> <p>2.8 inch resistive touch screen</p> </td> </tr> <tr style="height: 54px;"> <td style="height: 54px; width: 214px;">Fingerprint Sensor</td> <td style="height: 54px; width: 356px;">ZK Optical Sensor (500DPI)</td> </tr> <tr style="height: 54px;"> <td style="height: 54px; width: 214px;">Communication</td> <td style="height: 54px; width: 356px;">TCP/IP, RS485, USB Host</td> </tr> <tr style="height: 54px;"> <td style="height: 54px; width: 214px;">Fingerprint Capacity</td> <td style="height: 54px; width: 356px;">1,500</td> </tr> <tr style="height: 54px;"> <td style="height: 54px; width: 214px;">Card Capacity (Optional)</td> <td style="height: 54px; width: 356px;">5,000 (EM/Mifare)</td> </tr> <tr style="height: 54px;"> <td style="height: 54px; width: 214px;">Records Capacity</td> <td style="height: 54px; width: 356px;">80,000</td> </tr> <tr style="height: 54px;"> <td style="height: 54px; width: 214px;">Aux. Input</td> <td style="height: 54px; width: 356px;">1ea for linkage function</td> </tr> <tr style="height: 54px;"> <td style="height: 54px; width: 214px;">Power Supply</td> <td style="height: 54px; width: 356px;">DC 12V/3A</td> </tr> </tbody> </table> | 2.8 touch screen,TCP/IP,RS485. Requires ZK-PSU &amp; CABLE 2 | 2651 | 3506 | 1858 | IN STOCK at EXTERNAL supplier. <br> If ordered before 10AM: <br>DELIVERED next business day (main centres) <br>or 3-5 business days (regional areas or large items)<br> COLLECTION from Geewiz available Same Day (approx 4:30pm) | Miro | 1 | https://miro.co.za/img/p/2/8/2/0/2820.jpg | https://miro.co.za/index.php?controller=attachment&id_attachment=3481 | ZK-SF300 Data Sheet
3 | ZKTeco | ZK-ZK9500 | ZKTeco - Desktop Take on Reader for fingerprints | <p><strong>FEATURES</strong></p> <p>ZK9500, an latest optical fingerprint scanner,is developed by ZKTeco. It supports finger detection and captures fingerprint image fast,with high resolution. The product is small, easy to use fingerprint registration on the desktop. Low power consumption, it also applies to Android tablet and mobile phone. We provide SDKs for customers to develop their own applications.</p> <p><strong>PRODUCT SPECIFICATIONS</strong></p> <table style="width: 600px;"> <tbody> <tr style="height: 45px;"> <td style="height: 45px; width: 214px;">Brand</td> <td style="height: 45px; width: 356px;"> <p class="h1 page-title">ZKTeco</p> </td> </tr> <tr style="height: 42px;"> <td style="height: 42px; width: 214px;">Item model number</td> <td style="height: 42px; width: 356px;"> <p>ZK-ZK9500</p> </td> </tr> <tr style="height: 54px;"> <td style="height: 54px; width: 214px;">Product Type</td> <td style="height: 54px; width: 356px;"> <p>Reader for fingerprints</p> </td> </tr> <tr style="height: 54px;"> <td style="height: 54px; width: 214px;">Material</td> <td style="height: 54px; width: 356px;"> <p>Optical</p> </td> </tr> <tr style="height: 54px;"> <td style="height: 54px; width: 214px;">CPU</td> <td style="height: 54px; width: 356px;">280MHz DSP</td> </tr> <tr style="height: 54px;"> <td style="height: 54px; width: 214px;">Flash</td> <td style="height: 54px; width: 356px;">32 MB</td> </tr> <tr style="height: 54px;"> <td style="height: 54px; width: 214px;">Image Quality</td> <td style="height: 54px; width: 356px;">2 million pixels CMOS</td> </tr> <tr style="height: 54px;"> <td style="height: 54px; width: 214px;">Sunlight Operation</td> <td style="height: 54px; width: 356px;">Must, dark field and automatic gain/exposure</td> </tr> <tr style="height: 54px;"> <td style="height: 54px; width: 214px;">Water Splash</td> <td style="height: 54px; width: 356px;">No damage and normal operation is ensured</td> </tr> <tr style="height: 54px;"> <td style="height: 54px; width: 214px;">Power Consumption</td> <td style="height: 54px; width: 356px;">5V:200mA scanning;5V:60mA idle(waiting for finger)</td> </tr> <tr style="height: 54px;"> <td style="height: 54px; width: 214px;">Power Voltage</td> <td style="height: 54px; width: 356px;">5V</td> </tr> <tr style="height: 54px;"> <td style="height: 54px; width: 214px;">Image Resolution</td> <td style="height: 54px; width: 356px;">500dpi</td> </tr> </tbody> </table> | USB Plug and Play terminal | 851 | 1125 | 1858 | IN STOCK at EXTERNAL supplier. <br> If ordered before 10AM: <br>DELIVERED next business day (main centres) <br>or 3-5 business days (regional areas or large items)<br> COLLECTION from Geewiz available Same Day (approx 4:30pm) | Miro | 1 | https://miro.co.za/img/p/2/8/3/6/2836.jpg | https://miro.co.za/index.php?controller=attachment&id_attachment=3488 | ZK-ZK9500 Data Sheet
3 | MikroTik | MT-LoRa8-ANTENNA | MikroTik LoRa Antenna kit - 6.5 dBi OMNI with cable and mounting | <p><strong>FEATURES</strong></p> <p>lora antenna kit - 6.5 dBi omni with cable and mounting, 824-960 MHz with 1 meter SMA cable and u-bolts&nbsp;</p> <p><strong>PRODUCT SPECIFICATIONS</strong></p> <table style="width: 600px;"> <tbody> <tr style="height: 45px;"> <td style="height: 45px; width: 214px;">Brand</td> <td style="height: 45px; width: 356px;"> <p class="h1 page-title">MikroTik</p> </td> </tr> <tr style="height: 42px;"> <td style="height: 42px; width: 214px;">Item model number</td> <td style="height: 42px; width: 356px;"> <p>MT-LoRa8-ANTENNA</p> </td> </tr> <tr style="height: 54px;"> <td style="height: 54px; width: 214px;">Product Type</td> <td style="height: 54px; width: 356px;"> <p>Antenna kit</p> </td> </tr> <tr style="height: 54px;"> <td style="height: 54px; width: 214px;">Frequency</td> <td style="height: 54px; width: 356px;"> <p>824-960 MHz</p> </td> </tr> <tr style="height: 54px;"> <td style="height: 54px; width: 214px;">Gain</td> <td style="height: 54px; width: 356px;">6.5 dBi</td> </tr> <tr style="height: 54px;"> <td style="height: 54px; width: 214px;">Horizontal beamwidth</td> <td style="height: 54px; width: 356px;">360 Degree</td> </tr> <tr style="height: 54px;"> <td style="height: 54px; width: 214px;">Vertical beamwidth</td> <td style="height: 54px; width: 356px;">30 Degree</td> </tr> <tr style="height: 54px;"> <td style="height: 54px; width: 214px;">Lightning protection</td> <td style="height: 54px; width: 356px;">DC Ground</td> </tr> <tr style="height: 54px;"> <td style="height: 54px; width: 214px;">Connector</td> <td style="height: 54px; width: 356px;">SMA Female</td> </tr> </tbody> </table> | 824-960 MHz with 1 meter SMA cable and U-bolts | 850 | 1124 | 1032 | IN STOCK at EXTERNAL supplier. <br> If ordered before 10AM: <br>DELIVERED next business day (main centres) <br>or 3-5 business days (regional areas or large items)<br> COLLECTION from Geewiz available Same Day (approx 4:30pm) | Miro | 1 | https://miro.co.za/img/p/8/2/2/822.jpg | https://miro.co.za/index.php?controller=attachment&id_attachment=1691 | MT-LoRa8-ANTENNA Data Sheet
3 | MikroTik | MT-R11-LoRa8 | MikroTik LoRa Interface Card | <p><strong>FEATURES</strong></p> <p>R11e-LoRa8/R11e-LoRa9 &ndash; a new LoRaWAN concentrator gateway card in mini PCIe form factor based on Semtech SX1301 chipset. It enables LoRaWAN connectivity for any MikroTik product that has mini PCIe slot with connected USB lines.</p> <p><strong>PRODUCT SPECIFICATIONS</strong></p> <table style="width: 600px;"> <tbody> <tr style="height: 45px;"> <td style="height: 45px; width: 214px;">Brand</td> <td style="height: 45px; width: 356px;"> <p class="h1 page-title">MikroTik</p> </td> </tr> <tr style="height: 42px;"> <td style="height: 42px; width: 214px;">Item model number</td> <td style="height: 42px; width: 356px;"> <p>MT-R11-LoRa8</p> </td> </tr> <tr style="height: 54px;"> <td style="height: 54px; width: 214px;">Product Type</td> <td style="height: 54px; width: 356px;"> <p>Interface Card</p> </td> </tr> <tr style="height: 54px;"> <td style="height: 54px; width: 214px;">Interface</td> <td style="height: 54px; width: 356px;"> <p>Mini-PCIe</p> </td> </tr> <tr style="height: 54px;"> <td style="height: 54px; width: 214px;">Frequency</td> <td style="height: 54px; width: 356px;">863-870 MHz (EU863-870, RU864-870, IN865-867)</td> </tr> <tr style="height: 54px;"> <td style="height: 54px; width: 214px;">RF Output power</td> <td style="height: 54px; width: 356px;">863-870 MHz 20 dBm</td> </tr> <tr style="height: 54px;"> <td style="height: 54px; width: 214px;">Receive max sensitivity</td> <td style="height: 54px; width: 356px;">-137 dB @ SF12</td> </tr> <tr style="height: 54px;"> <td style="height: 54px; width: 214px;">Range</td> <td style="height: 54px; width: 356px;">Up to 15 km in rural environment and up to 2 km in urban environment when using MikroTik LoRa 6.5 dBi antenna kit</td> </tr> <tr style="height: 54px;"> <td style="height: 54px; width: 214px;">Max power consumption</td> <td style="height: 54px; width: 356px;">2 W</td> </tr> </tbody> </table> | 863-870 MHz frequency | 1557 | 2059 | 77 | IN STOCK at EXTERNAL supplier. <br> If ordered before 10AM: <br>DELIVERED next business day (main centres) <br>or 3-5 business days (regional areas or large items)<br> COLLECTION from Geewiz available Same Day (approx 4:30pm) | Miro | 1 | https://miro.co.za/img/p/8/3/6/836.jpg | https://miro.co.za/index.php?controller=attachment&id_attachment=1698 | MT-R11-LoRa8 Data Sheet
3 | MikroTik | MT-RBWAP-LoRa8 | MikroTik LoRaWAN Gateway, 2.4 Ghz &amp; r11e LoRa8 | <p><strong>FEATURES</strong></p> <p>wAP LoRa8/LoRa9 kit &ndash; an out-of-the-box solution to use LoRaWAN gateway. This kit contains a pre-installed UDP packet forwarder to any public or private LoRa servers and an outdoor weatherproof wireless access point with 2.4 GHz WLAN interface and Ethernet port that could be used as a backend.</p> <p>This particular wAP form-factor has been tested in many other MikroTik products &ndash; it can deliver excellent and stable performance in almost any weather conditions.</p> <p>You can use the optional internal 2 dBi antenna or attach an external antenna. For extra network coverage we suggest adding MikroTik LoRa Antenna kit.</p> <p><strong>PRODUCT SPECIFICATIONS</strong></p> <table style="width: 600px;"> <tbody> <tr style="height: 45px;"> <td style="height: 45px; width: 214px;">Brand</td> <td style="height: 45px; width: 356px;"> <p class="h1 page-title">MikroTik</p> </td> </tr> <tr style="height: 42px;"> <td style="height: 42px; width: 214px;">Item model number</td> <td style="height: 42px; width: 356px;"> <p>MT-RBWAP-LoRa8</p> </td> </tr> <tr style="height: 54px;"> <td style="height: 54px; width: 214px;">Product Type</td> <td style="height: 54px; width: 356px;"> <p>Gateway</p> </td> </tr> <tr style="height: 54px;"> <td style="height: 54px; width: 214px;">CPU</td> <td style="height: 54px; width: 356px;"> <p>QCA9531 650 MHz</p> </td> </tr> <tr style="height: 54px;"> <td style="height: 54px; width: 214px;">Size of RAM</td> <td style="height: 54px; width: 356px;">64 MB</td> </tr> <tr style="height: 54px;"> <td style="height: 54px; width: 214px;">10/100 Ethernet ports</td> <td style="height: 54px; width: 356px;">1</td> </tr> <tr style="height: 54px;"> <td style="height: 54px; width: 214px;">Antenna gain</td> <td style="height: 54px; width: 356px;">2 dBi</td> </tr> <tr style="height: 54px;"> <td style="height: 54px; width: 214px;">Supported input voltage</td> <td style="height: 54px; width: 356px;">9 V - 30 V (Passive PoE)</td> </tr> <tr style="height: 54px;"> <td style="height: 54px; width: 214px;">Operating system</td> <td style="height: 54px; width: 356px;">RouterOS, License level 4</td> </tr> <tr style="height: 54px;"> <td style="height: 54px; width: 214px;">Max power consumption</td> <td style="height: 54px; width: 356px;">7 W</td> </tr> </tbody> </table> | 650MHz CPU, 64 MB RAM, 802.11b/g/n, dual chain, LoRa8 863-870 MHz | 2832 | 3745 | 1676 | IN STOCK at EXTERNAL supplier. <br> If ordered before 10AM: <br>DELIVERED next business day (main centres) <br>or 3-5 business days (regional areas or large items)<br> COLLECTION from Geewiz available Same Day (approx 4:30pm) | Miro | 1 | https://miro.co.za/img/p/1/1/7/2/1172.jpg | https://miro.co.za/index.php?controller=attachment&id_attachment=2054 | MT-RBWAP-LoRa8 Data Sheet
3 | Teltonika | TTK-FM6300 | Teltonika Industrial 3G Fleet Management Router | <p><strong>FEATURES</strong></p> <p>Teltonika FM6300 is GNSS, 3G terminal for PROFESSIONAL applications. FM6300 is designed for complex solutions, where one device can do multiple tasks. 3G feature makes this device usable worldwide. FM6300 features like FMS CAN data (J1939), fuel CAN data (J1708), tachograph live data (K-Line), remote tachograph file download, various third party RS232 or RS485 devices support and Dual-SIM will maximize your fleet efficiency. Terminal is suitable for applications like international logistics, refrigerated transport, agriculture, construction &amp; mining, security &amp; emergency services and even more.</p> <p><strong>PRODUCT SPECIFICATIONS</strong></p> <table style="width: 600px;"> <tbody> <tr style="height: 45px;"> <td style="height: 45px; width: 215px;">Brand</td> <td style="height: 45px; width: 355px;"> <p class="h1 page-title">Teltonika</p> </td> </tr> <tr style="height: 42px;"> <td style="height: 42px; width: 215px;">Item model number</td> <td style="height: 42px; width: 355px;"> <p>TTK-FM6300</p> </td> </tr> <tr style="height: 59px;"> <td style="height: 59px; width: 215px;">Product Type</td> <td style="height: 59px; width: 355px;"> <p>Router</p> </td> </tr> <tr style="height: 54px;"> <td style="height: 54px; width: 215px;">GSM / GPRS / 3G features</td> <td style="height: 54px; width: 355px;"> <p>UMTS/HSPA+ bands: 800/850/900/1900/2100MHz</p> <p>GSM/GPRS/EDGE bands:</p> <p>850/900/1800/1900MHz</p> </td> </tr> <tr style="height: 54px;"> <td style="height: 54px; width: 215px;">Interface</td> <td style="height: 54px; width: 355px;"> <p>Integrated KLINE</p> <p>Dual CAN J1939</p> <p>J1708 CAN</p> <p>RS485 and 2x RS232 support</p> <p>4 Digital Inputs for object status monitoring</p> <p>4 Digital Open-collector Outputs (controlling external relays, LED, buzzers, etc.)</p> <p>3 Analog Inputs</p> <p>1-wire interface</p> <p>Ni-Mh 550 mAh internal battery</p> <p>MicroSD card</p> </td> </tr> </tbody> </table> | Dual SIM, built-in battery, 4 x Digital I/O, 3 x Analogue IN, 2 x RS232, 1 x RS485, GNSS (GPS) | 2842 | 3759 | 1464 | IN STOCK at EXTERNAL supplier. <br> If ordered before 10AM: <br>DELIVERED next business day (main centres) <br>or 3-5 business days (regional areas or large items)<br> COLLECTION from Geewiz available Same Day (approx 4:30pm) | Miro | 1 | https://miro.co.za/img/p/1/7/4/5/1745.jpg | https://miro.co.za/index.php?controller=attachment&id_attachment=2662 | TTK-FM6300 Data Sheet
3 | Teltonika | TTK-FMB120 | Teltonika Industrial GNSS/GSM/Bluetooth Fleet Tracker w/ internal GNSS/GSM Antennae | <p><strong>FEATURES</strong></p> <p>Teltonika FMB120 is ADVANCED tracker with internal GNSS, GSM antennas, Bluetooth connectivity and backup battery. FMB120 is designed for light vehicles tracking but is also suitable for advanced applications like logistics, delivery services, utility transport and more. It is excellent for refrigerated transport, because it has extended input/output set and 1-wire interface for temperature monitoring. With Teltonika CAN adapters, FMB120 can be even used in agriculture or construction &amp; mining.</p> <p><strong>PRODUCT SPECIFICATIONS</strong></p> <table style="width: 600px;"> <tbody> <tr style="height: 45px;"> <td style="height: 45px; width: 211px;">Brand</td> <td style="height: 45px; width: 359px;"> <p class="h1 page-title">Teltonika</p> </td> </tr> <tr style="height: 42px;"> <td style="height: 42px; width: 211px;">Item model number</td> <td style="height: 42px; width: 359px;"> <p>TTK-FMB120</p> </td> </tr> <tr style="height: 59px;"> <td style="height: 59px; width: 211px;">Product Type</td> <td style="height: 59px; width: 359px;"> <p>Antenna</p> </td> </tr> <tr style="height: 59px;"> <td style="height: 59px; width: 211px;">GNSS</td> <td style="height: 59px; width: 359px;"> <p>GPS, GLONASS, GALILEO, BEIDOU, SBAS, QZSS, DGPS, AGPS</p> </td> </tr> <tr style="height: 59px;"> <td style="height: 59px; width: 211px;">Receiver</td> <td style="height: 59px; width: 359px;">33 channel</td> </tr> <tr style="height: 59px;"> <td style="height: 59px; width: 211px;">Tracking sensitivity</td> <td style="height: 59px; width: 359px;">-165 dBM</td> </tr> <tr style="height: 59px;"> <td style="height: 59px; width: 211px;">Accuracy</td> <td style="height: 59px; width: 359px;">&lt; 3 m</td> </tr> <tr style="height: 59px;"> <td style="height: 59px; width: 211px;">2G bands</td> <td style="height: 59px; width: 359px;">Quad-band 850 / 900 / 1800 / 1900 MHz</td> </tr> <tr style="height: 59px;"> <td style="height: 59px; width: 211px;">Data transfer</td> <td style="height: 59px; width: 359px;">GPRS Multi-Slot Class 12 (up to 240 kbps), GPRS Mobile Station Class B</td> </tr> <tr style="height: 59px;"> <td style="height: 59px; width: 211px;">Input voltage range</td> <td style="height: 59px; width: 359px;">10 - 30 V DC with overvoltage protection</td> </tr> <tr style="height: 59px;"> <td style="height: 59px; width: 211px;">Back-up battery</td> <td style="height: 59px; width: 359px;">170 mAh Li-Ion battery 3.7 V (0.63 Wh)</td> </tr> </tbody> </table> | Built in battery, 1-wire, Digital I/O, Bluetooth LE. | 916 | 1211 | 77 | IN STOCK at EXTERNAL supplier. <br> If ordered before 10AM: <br>DELIVERED next business day (main centres) <br>or 3-5 business days (regional areas or large items)<br> COLLECTION from Geewiz available Same Day (approx 4:30pm) | Miro | 1 | https://miro.co.za/img/p/1/7/4/8/1748.jpg | https://miro.co.za/index.php?controller=attachment&id_attachment=2663 | TTK-FMB120 Data Sheet
3 | Teltonika | TTK-FMB640 | Teltonika Industrial GPRS Fleet Management Router w/ GPS, GNSS, Bluetooth | <p><strong>FEATURES</strong></p> <p>Teltonika FMB640 is GNSS, GSM and Bluetooth terminal for PROFESSIONAL applications. FMB640 is designed for complex solutions, where one device can do multiple tasks. FMB640 features like FMS CAN data (J1939), fuel CAN data (J1708), tachograph live data (K-line), remote tachograph file download, various third party RS232 or RS485 devices support and Dual-SIM will maximize your fleet efficiency. Terminal is suitable for applications like international logistics, refrigerated transport, agriculture, construction &amp; mining, security &amp; emergency services and even more. Device supports temperature/humidity sensors, hands-free, firmware and configuration update via Bluetooth.&nbsp;</p> <p><strong>PRODUCT SPECIFICATIONS</strong></p> <table style="width: 600px;"> <tbody> <tr style="height: 45px;"> <td style="height: 45px; width: 211px;">Brand</td> <td style="height: 45px; width: 359px;"> <p class="h1 page-title">Teltonika</p> </td> </tr> <tr style="height: 42px;"> <td style="height: 42px; width: 211px;">Item model number</td> <td style="height: 42px; width: 359px;"> <p>TTK-FMB640</p> </td> </tr> <tr style="height: 59px;"> <td style="height: 59px; width: 211px;">Product Type</td> <td style="height: 59px; width: 359px;"> <p>Router</p> </td> </tr> <tr style="height: 59px;"> <td style="height: 59px; width: 211px;">GNSS</td> <td style="height: 59px; width: 359px;"> <p>GPS, GLONASS, GALILEO, BEIDOU, SBAS, QZSS, DGPS</p> </td> </tr> <tr style="height: 59px;"> <td style="height: 59px; width: 211px;">Receiver</td> <td style="height: 59px; width: 359px;">33/99 channel</td> </tr> <tr style="height: 59px;"> <td style="height: 59px; width: 211px;">Tracking sensitivity</td> <td style="height: 59px; width: 359px;">-165 dBM</td> </tr> <tr style="height: 59px;"> <td style="height: 59px; width: 211px;">Accuracy</td> <td style="height: 59px; width: 359px;">&lt; 3 m</td> </tr> <tr style="height: 59px;"> <td style="height: 59px; width: 211px;">2G bands</td> <td style="height: 59px; width: 359px;">Quad-band 850 / 900 / 1800 / 1900 MHz</td> </tr> <tr style="height: 59px;"> <td style="height: 59px; width: 211px;">Data transfer</td> <td style="height: 59px; width: 359px;">GPRS Multi-Slot Class 12 (up to 240 kbps)</td> </tr> <tr style="height: 59px;"> <td style="height: 59px; width: 211px;">Input voltage range</td> <td style="height: 59px; width: 359px;">10 - 30 V DC with overvoltage protection</td> </tr> </tbody> </table> | Dual-SIM, Bluetooth, RS232/485, CAN Reader Support | 1882 | 2489 | 628 | IN STOCK at EXTERNAL supplier. <br> If ordered before 10AM: <br>DELIVERED next business day (main centres) <br>or 3-5 business days (regional areas or large items)<br> COLLECTION from Geewiz available Same Day (approx 4:30pm) | Miro | 1 | https://miro.co.za/img/p/1/7/5/0/1750.jpg |  | TTK-FMB640 Data Sheet
3 | Teltonika | TTK-FMB920 | Teltonika Industrial Smart GNSS/GSM/Bluetooth Tracker w/ built-in Battery | <p><strong>FEATURES</strong></p> <p>Teltonika FMB920 is compact and smart tracker with Bluetooth connectivity, internal High Gain GNSS and GSM antennas and integrated backup battery. FMB920 is designed for light vehicles tracking in applications like insurance telematics, rental cars, recovery of stolen cars, public safety services, delivery transport, taxi and much more. Inputs/outputs extend device usage scenarios. Digital input can be used for ignition, door or alarm button status monitoring. Vehicle remote immobilizing may be achieved using FMB920 digital output </p> <p><strong>PRODUCT SPECIFICATIONS</strong></p> <table style="width: 600px;"> <tbody> <tr style="height: 45px;"> <td style="height: 45px; width: 211px;">Brand</td> <td style="height: 45px; width: 359px;"> <p class="h1 page-title">Teltonika</p> </td> </tr> <tr style="height: 42px;"> <td style="height: 42px; width: 211px;">Item model number</td> <td style="height: 42px; width: 359px;"> <p>TTK-FMB920</p> </td> </tr> <tr style="height: 59px;"> <td style="height: 59px; width: 211px;">Product Type</td> <td style="height: 59px; width: 359px;"> <p>Bluetooth Tracker</p> </td> </tr> <tr style="height: 59px;"> <td style="height: 59px; width: 211px;">GNSS</td> <td style="height: 59px; width: 359px;"> <p>GPS, GLONASS, GALILEO, BEIDOU, SBAS, QZSS, DGPS</p> </td> </tr> <tr style="height: 59px;"> <td style="height: 59px; width: 211px;">Receiver</td> <td style="height: 59px; width: 359px;">33 channel</td> </tr> <tr style="height: 59px;"> <td style="height: 59px; width: 211px;">Tracking sensitivity</td> <td style="height: 59px; width: 359px;">-165 dBM</td> </tr> <tr style="height: 59px;"> <td style="height: 59px; width: 211px;">Accuracy</td> <td style="height: 59px; width: 359px;">&lt; 3 m</td> </tr> <tr style="height: 59px;"> <td style="height: 59px; width: 211px;">2G bands</td> <td style="height: 59px; width: 359px;">Quad-band 850 / 900 / 1800 / 1900 MHz</td> </tr> <tr style="height: 59px;"> <td style="height: 59px; width: 211px;">Data transfer</td> <td style="height: 59px; width: 359px;">GPRS Multi-Slot Class 12 (up to 240 kbps)</td> </tr> <tr style="height: 59px;"> <td style="height: 59px; width: 211px;">Input voltage range</td> <td style="height: 59px; width: 359px;">6- 30 V DC with overvoltage protection</td> </tr> </tbody> </table> | Bluetooth LE, Crash Detection, OBDII Dongle, built-in Battery, integrated antennae for GSM &amp; GNSS | 857 | 1133 | 628 | IN STOCK at EXTERNAL supplier. <br> If ordered before 10AM: <br>DELIVERED next business day (main centres) <br>or 3-5 business days (regional areas or large items)<br> COLLECTION from Geewiz available Same Day (approx 4:30pm) | Miro | 1 | https://miro.co.za/img/p/1/7/5/3/1753.jpg |  | TTK-FMB920 Data Sheet
3 | Teltonika | TTK-GH5200 | Teltonika Autonomous Personal Tracker with GNSS, GSM and Bluetooth connectivity. | <p><strong>FEATURES</strong></p> <p>GH5200 is an AUTONOMOUS personal tracker with GNSS, GSM and Bluetooth connectivity. Designed for Lone Worker protection, for everyone who performs activity without close or direct supervision of others: in example healthcare visitors, maintenance workers, self-employed or employees working out of standard work hours. Device has high quality voice, programmable LED indications and 1050mAh battery to meet latest legislation for lone workers safety and protection.</p> <p><strong>PRODUCT SPECIFICATIONS</strong></p> <table style="width: 600px;"> <tbody> <tr style="height: 45px;"> <td style="height: 45px; width: 211px;">Brand</td> <td style="height: 45px; width: 359px;"> <p class="h1 page-title">Teltonika</p> </td> </tr> <tr style="height: 42px;"> <td style="height: 42px; width: 211px;">Item model number</td> <td style="height: 42px; width: 359px;"> <p>TTK-GH5200</p> </td> </tr> <tr style="height: 59px;"> <td style="height: 59px; width: 211px;">Product Type</td> <td style="height: 59px; width: 359px;"> <p>Bluetooth Tracker</p> </td> </tr> <tr style="height: 59px;"> <td style="height: 59px; width: 211px;">GNSS</td> <td style="height: 59px; width: 359px;"> <p>GPS, GLONASS, GALILEO, BEIDOU, SBAS, QZSS, DGPS</p> </td> </tr> <tr style="height: 59px;"> <td style="height: 59px; width: 211px;">Receiver</td> <td style="height: 59px; width: 359px;">33 channel</td> </tr> <tr style="height: 59px;"> <td style="height: 59px; width: 211px;">Tracking sensitivity</td> <td style="height: 59px; width: 359px;">-165 dBM</td> </tr> <tr style="height: 59px;"> <td style="height: 59px; width: 211px;">Accuracy</td> <td style="height: 59px; width: 359px;">&lt; 3 m</td> </tr> <tr style="height: 59px;"> <td style="height: 59px; width: 211px;">2G bands</td> <td style="height: 59px; width: 359px;">Quad-band 850 / 900 / 1800 / 1900 MHz</td> </tr> <tr style="height: 59px;"> <td style="height: 59px; width: 211px;">Data transfer</td> <td style="height: 59px; width: 359px;">GPRS Multi-Slot Class 12 (up to 240 kbps), GPRS Mobile Station Class B</td> </tr> <tr style="height: 59px;"> <td style="height: 59px; width: 211px;">Input voltage range</td> <td style="height: 59px; width: 359px;">5 V DC with over-voltage protection</td> </tr> <tr style="height: 59px;"> <td style="height: 59px; width: 211px;">Internal Back-up battery</td> <td style="height: 59px; width: 359px;">1050 mAh Li-Ion battery</td> </tr> </tbody> </table> | Two-way voice Communication, 5 configurable buttons, Man-Down Feature, Alarm Button | 1796 | 2375 | 628 | IN STOCK at EXTERNAL supplier. <br> If ordered before 10AM: <br>DELIVERED next business day (main centres) <br>or 3-5 business days (regional areas or large items)<br> COLLECTION from Geewiz available Same Day (approx 4:30pm) | Miro | 1 | https://miro.co.za/img/p/1/7/5/6/1756.jpg | https://miro.co.za/index.php?controller=attachment&id_attachment=2664 | TTK-GH5200 Data Sheet
3 | Teltonika | TTK-RUT230 | Teltonika Industrial 3G Wi-Fi IoT Router with VPN and I/O | <p><strong>FEATURES</strong></p> <p>Teltonika industrial 33 Wi-Fi loT Router with VPN and I/O, lx WAN, lx LAN, 80211n built-in Access Point, Digital I/O, lx SIM slot, DC Input, External 33 / Wi-Fi antenna&nbsp;</p> <p><strong>PRODUCT SPECIFICATIONS</strong></p> <table style="width: 600px;"> <tbody> <tr style="height: 45px;"> <td style="height: 45px; width: 211px;">Brand</td> <td style="height: 45px; width: 359px;"> <p class="h1 page-title">Teltonika</p> </td> </tr> <tr style="height: 42px;"> <td style="height: 42px; width: 211px;">Item model number</td> <td style="height: 42px; width: 359px;"> <p>TTK-RUT230</p> </td> </tr> <tr style="height: 59px;"> <td style="height: 59px; width: 211px;">Product Type</td> <td style="height: 59px; width: 359px;"> <p>Router</p> </td> </tr> <tr style="height: 59px;"> <td style="height: 59px; width: 211px;">Mobile module</td> <td style="height: 59px; width: 359px;"> <p>3G- Up to 14,4 Mbps, 2G - Up to 236.8 kbps</p> </td> </tr> <tr style="height: 59px;"> <td style="height: 59px; width: 211px;">Status&nbsp;</td> <td style="height: 59px; width: 359px;">Signal strength (RSSI), EC/I0, RSCP, Bytes sent/received&nbsp;</td> </tr> <tr style="height: 59px;"> <td style="height: 59px; width: 211px;">SMS</td> <td style="height: 59px; width: 359px;">SMS status, SMS configuration, send/read SMS via HTTP POST/GET, EMAIL to SMS, SMS to EMAIL, SMS to HTTP, SMS to SMS, scheduled SMS, SMS autoreply, SMPP </td> </tr> <tr style="height: 59px;"> <td style="height: 59px; width: 211px;">CPU&nbsp;</td> <td style="height: 59px; width: 359px;">Atheros Hornet, MIPS 24Kc, 400 MHz</td> </tr> <tr style="height: 59px;"> <td style="height: 59px; width: 211px;">RAM</td> <td style="height: 59px; width: 359px;">64MB, DDR2&nbsp;</td> </tr> <tr style="height: 59px;"> <td style="height: 59px; width: 211px;">FLASH memory</td> <td style="height: 59px; width: 359px;">16MB SPI Flash </td> </tr> <tr style="height: 59px;"> <td style="height: 59px; width: 211px;">Power consumption&nbsp;</td> <td style="height: 59px; width: 359px;">&lt; 5 W</td> </tr> </tbody> </table> | 1 x WAN, 1 X LAN, 802.11n built-in AP, Digital I/O, 1 x SIM Slot, DC Input, External 3G/Wi-Fi Ant. | 1712 | 2264 | 628 | IN STOCK at EXTERNAL supplier. <br> If ordered before 10AM: <br>DELIVERED next business day (main centres) <br>or 3-5 business days (regional areas or large items)<br> COLLECTION from Geewiz available Same Day (approx 4:30pm) | Miro | 1 | https://miro.co.za/img/p/1/7/6/1/1761.jpg | https://miro.co.za/index.php?controller=attachment&id_attachment=2665 | TTK-RUT230 Data Sheet
3 | Teltonika | TTK-RUT240 | Teltonika Industrial LTE Wi-Fi IoT Router with VPN and I/O | <p><strong>FEATURES</strong></p> <p>Teltonika industrial LTE Wi-Fi loT Router with VPN and I/O, 1x WAN, 3x LAN, 802.11n Access Point, 2x SIM, DC, Standalone LTE/WiFi antenna, RS232, RS485, GNSS GPS, USB, SD&nbsp;</p> <p><strong>PRODUCT SPECIFICATIONS</strong></p> <table style="width: 600px;"> <tbody> <tr style="height: 45px;"> <td style="height: 45px; width: 211px;">Brand</td> <td style="height: 45px; width: 359px;"> <p class="h1 page-title">Teltonika</p> </td> </tr> <tr style="height: 42px;"> <td style="height: 42px; width: 211px;">Item model number</td> <td style="height: 42px; width: 359px;"> <p>TTK-RUT240</p> </td> </tr> <tr style="height: 59px;"> <td style="height: 59px; width: 211px;">Product Type</td> <td style="height: 59px; width: 359px;"> <p>Router</p> </td> </tr> <tr style="height: 59px;"> <td style="height: 59px; width: 211px;">Mobile module</td> <td style="height: 59px; width: 359px;"> <p>4G (LTE) - Cat 4 up to 150 Mbps, 36 - Up to 42 Mbps, 26 - Up to 236.8 kbps</p> </td> </tr> <tr style="height: 59px;"> <td style="height: 59px; width: 211px;">Status&nbsp;</td> <td style="height: 59px; width: 359px;">signal strength (RSSI), SINR, RSRP, RSRQ, EC/I0, RSCP Bytes sent/received</td> </tr> <tr style="height: 59px;"> <td style="height: 59px; width: 211px;">SMS</td> <td style="height: 59px; width: 359px;">SMS status, SMS configuration, send/read SMS via HTTP POST/GET, EMAIL to SMS, SMS to EMAIL, SMS to HTTP, SMS to SMS, scheduled SMS, SMS autoreply, SMPP&nbsp;</td> </tr> <tr style="height: 59px;"> <td style="height: 59px; width: 211px;">CPU&nbsp;</td> <td style="height: 59px; width: 359px;">Atheros Hornet, MIPS 24Kc, 400 MHz</td> </tr> <tr style="height: 59px;"> <td style="height: 59px; width: 211px;">RAM</td> <td style="height: 59px; width: 359px;">64MB, DDR2&nbsp;</td> </tr> <tr style="height: 59px;"> <td style="height: 59px; width: 211px;">FLASH memory</td> <td style="height: 59px; width: 359px;">16MB SPI Flash</td> </tr> <tr style="height: 59px;"> <td style="height: 59px; width: 211px;">Power consumption&nbsp;</td> <td style="height: 59px; width: 359px;">&lt; 5 W</td> </tr> </tbody> </table> | 1 x WAN, 1 X LAN, 802.11n built-in AP, Digital I/O, 1 x SIM Slot, DC Input, External LTE/Wi-Fi Ant. | 2389 | 3159 | 628 | IN STOCK at EXTERNAL supplier. <br> If ordered before 10AM: <br>DELIVERED next business day (main centres) <br>or 3-5 business days (regional areas or large items)<br> COLLECTION from Geewiz available Same Day (approx 4:30pm) | Miro | 1 | https://miro.co.za/img/p/1/7/6/4/1764.jpg | https://miro.co.za/index.php?controller=attachment&id_attachment=2666 | TTK-RUT240 Data Sheet
3 | Teltonika | TTK-RUT950 | Teltonika Industrial LTE Wi-Fi IoT Router with VPN and Dual Sim | <p><strong>FEATURES</strong></p> <p>RUT950 is highly reliable and secure LTE router for professional applications. Router delivers high performance, mission-critical cellular communication. RUT950 is equipped with connectivity redundancy through dual SIM failover. External antenna connectors make it possible to attach desired antennas and to easily find the best signal location. </p> <p><strong>PRODUCT SPECIFICATIONS</strong></p> <table style="width: 600px;"> <tbody> <tr style="height: 45px;"> <td style="height: 45px; width: 211px;">Brand</td> <td style="height: 45px; width: 359px;"> <p class="h1 page-title">Teltonika</p> </td> </tr> <tr style="height: 42px;"> <td style="height: 42px; width: 211px;">Item model number</td> <td style="height: 42px; width: 359px;"> <p>TTK-RUT950</p> </td> </tr> <tr style="height: 59px;"> <td style="height: 59px; width: 211px;">Product Type</td> <td style="height: 59px; width: 359px;"> <p>Router</p> </td> </tr> <tr style="height: 59px;"> <td style="height: 59px; width: 211px;">Mobile module&nbsp;</td> <td style="height: 59px; width: 359px;"> <p>4G (LTE) - Cat 4 up to 150 Mbps, 36 - Up to 42 Mbps, 2G - Up to 236.8 kbps.</p> </td> </tr> <tr style="height: 59px;"> <td style="height: 59px; width: 211px;">SIM switch</td> <td style="height: 59px; width: 359px;"> <p>2 SIM cards, auto-switch cases: weak signal, data limit, SMS limit, roaming, no network, network denied, data connection fail, SIM idle protection&nbsp;</p> </td> </tr> <tr style="height: 59px;"> <td style="height: 59px; width: 211px;">Status&nbsp;</td> <td style="height: 59px; width: 359px;">signal strength, SINR, RSRPO, RSRQ, Bytes sent/received </td> </tr> <tr style="height: 59px;"> <td style="height: 59px; width: 211px;">CPU</td> <td style="height: 59px; width: 359px;">Atheros Wasp, MIPS 74Kc, 550MHz</td> </tr> <tr style="height: 59px;"> <td style="height: 59px; width: 211px;">RAM</td> <td style="height: 59px; width: 359px;">128MB, DDR2</td> </tr> <tr style="height: 59px;"> <td style="height: 59px; width: 211px;">FLASH memory&nbsp;</td> <td style="height: 59px; width: 359px;">16MB SPI Flash&nbsp;</td> </tr> <tr style="height: 59px;"> <td style="height: 59px; width: 211px;">Power consumption</td> <td style="height: 59px; width: 359px;">&lt; 2W idle, &lt; 7W Max</td> </tr> </tbody> </table> | 1 x WAN, 3 x LAN 802.11n built-in AP, 2 x SIM Slot, DC Input, External LTE/WiFi Ant. | 3166 | 4187 | 75 | IN STOCK at EXTERNAL supplier. <br> If ordered before 10AM: <br>DELIVERED next business day (main centres) <br>or 3-5 business days (regional areas or large items)<br> COLLECTION from Geewiz available Same Day (approx 4:30pm) | Miro | 1 | https://miro.co.za/img/p/1/7/7/0/1770.jpg | https://miro.co.za/index.php?controller=attachment&id_attachment=2668 | TTK-RUT950 Data Sheet
3 | Teltonika | TTK-RUT955 | Teltonika Industrial LTE Wi-Fi IoT Router with VPN, I/O, RS232, RS485 and GPS | <p><strong>FEATURES</strong></p> <p>RUT955 is highly reliable and secure LTE router with I/O, GNSS and RS2321RS485 for professional applications. Router delivers high performance, mission-critical cellular communication and GPS location capabilities. RUT955 is equipped with connectivity redundancy through dual SIM failover. External antenna connectors make it possible to attach desired antennas and to easily find the best signal location.&nbsp;</p> <p><strong>PRODUCT SPECIFICATIONS</strong></p> <table style="width: 600px;"> <tbody> <tr style="height: 45px;"> <td style="height: 45px; width: 211px;">Brand</td> <td style="height: 45px; width: 359px;"> <p class="h1 page-title">Teltonika</p> </td> </tr> <tr style="height: 42px;"> <td style="height: 42px; width: 211px;">Item model number</td> <td style="height: 42px; width: 359px;"> <p>TTK-RUT955</p> </td> </tr> <tr style="height: 59px;"> <td style="height: 59px; width: 211px;">Product Type</td> <td style="height: 59px; width: 359px;"> <p>Router</p> </td> </tr> <tr style="height: 59px;"> <td style="height: 59px; width: 211px;">Mobile module&nbsp;</td> <td style="height: 59px; width: 359px;"> <p>4G (LTE) - Cat 4 up to 150 Mbps, 36 - Up to 42 Mbps, 2G - Up to 236.8 kbps.</p> </td> </tr> <tr style="height: 59px;"> <td style="height: 59px; width: 211px;">SIM switch</td> <td style="height: 59px; width: 359px;"> <p>2 SIM cards, auto-switch cases: weak signal, data limit, SMS limit, roaming, no network, network denied, data connection fail, SIM idle protection&nbsp;</p> </td> </tr> <tr style="height: 59px;"> <td style="height: 59px; width: 211px;">Status&nbsp;</td> <td style="height: 59px; width: 359px;">signal strength, SINR, RSRPO, RSRQ, Bytes sent/received</td> </tr> <tr style="height: 59px;"> <td style="height: 59px; width: 211px;">CPU</td> <td style="height: 59px; width: 359px;">Atheros Wasp, MIPS 74Kc, 550MHz</td> </tr> <tr style="height: 59px;"> <td style="height: 59px; width: 211px;">RAM</td> <td style="height: 59px; width: 359px;">128MB, DDR2</td> </tr> <tr style="height: 59px;"> <td style="height: 59px; width: 211px;">FLASH memory&nbsp;</td> <td style="height: 59px; width: 359px;">16MB SPI Flash&nbsp;</td> </tr> <tr style="height: 59px;"> <td style="height: 59px; width: 211px;">Power consumption</td> <td style="height: 59px; width: 359px;">&lt; 2W idle, &lt; 7W Max</td> </tr> </tbody> </table> | 1 x WAN, 3 x LAN, 802.11n AP, 2 x SIM, DC, Standalone LTE/WiFi Ant., RS232, RS485, GNSS GPS, USB, SD | 3920 | 5184 | 75 | IN STOCK at EXTERNAL supplier. <br> If ordered before 10AM: <br>DELIVERED next business day (main centres) <br>or 3-5 business days (regional areas or large items)<br> COLLECTION from Geewiz available Same Day (approx 4:30pm) | Miro | 1 | https://miro.co.za/img/p/1/7/7/3/1773.jpg | https://miro.co.za/index.php?controller=attachment&id_attachment=2669 | TTK-RUT955 Data Sheet
3 | Teltonika | TTK-RUTX09 | Teltonika Industrial LTE Cat.6 IoT Router w/ Quad-Core CPU, GNNS &amp; GPS | <p><strong>FEATURES</strong></p> <p>This powerful LTE router is designed as a Main/Backup Internet source where steady connection and high data throughput is required. Equipped with Dual-SIM and four Gigabit Ethernet ports, RUTX09 also has all advanced RutOS software and security features. </p> <p><strong>PRODUCT SPECIFICATIONS</strong></p> <table style="width: 600px;"> <tbody> <tr style="height: 45px;"> <td style="height: 45px; width: 211px;">Brand</td> <td style="height: 45px; width: 359px;"> <p class="h1 page-title">Teltonika</p> </td> </tr> <tr style="height: 42px;"> <td style="height: 42px; width: 211px;">Item model number</td> <td style="height: 42px; width: 359px;"> <p>TTK-RUTX09</p> </td> </tr> <tr style="height: 59px;"> <td style="height: 59px; width: 211px;">Product Type</td> <td style="height: 59px; width: 359px;"> <p>Router</p> </td> </tr> <tr style="height: 59px;"> <td style="height: 59px; width: 211px;">Mobile module&nbsp;</td> <td style="height: 59px; width: 359px;"> <p>4G (LTE) - Cat 6 up to&nbsp;300 Mbps, 3G - Up to 42 Mbps</p> </td> </tr> <tr style="height: 59px;"> <td style="height: 59px; width: 211px;">SIM switch</td> <td style="height: 59px; width: 359px;"> <p>2 SIM cards, auto-switch cases: weak signal, data limit, SMS limit, roaming, no network, network denied, data connection fail, SIM idle protection&nbsp;</p> </td> </tr> <tr style="height: 59px;"> <td style="height: 59px; width: 211px;">Status&nbsp;</td> <td style="height: 59px; width: 359px;">signal strength, SINR, RSRPO, RSRQ, Bytes sent/received</td> </tr> <tr style="height: 59px;"> <td style="height: 59px; width: 211px;">CPU</td> <td style="height: 59px; width: 359px;">Quad-core ARM Cortex A7, 717 MHz</td> </tr> <tr style="height: 59px;"> <td style="height: 59px; width: 211px;">RAM</td> <td style="height: 59px; width: 359px;">256 MB, DDR3</td> </tr> <tr style="height: 59px;"> <td style="height: 59px; width: 211px;">FLASH memory&nbsp;</td> <td style="height: 59px; width: 359px;">256 MB SPI Flash&nbsp;</td> </tr> <tr style="height: 59px;"> <td style="height: 59px; width: 211px;">Power consumption</td> <td style="height: 59px; width: 359px;">11 W Max</td> </tr> </tbody> </table> | 1 x Gbe WAN, 3 x Gbe LAN, Dual SIM, Cat.6 LTE, 717MHz Quad-Core CPU, GPS, USB, I/O, 9-50V DC IN | 5447 | 7204 | 1153 | IN STOCK at EXTERNAL supplier. <br> If ordered before 10AM: <br>DELIVERED next business day (main centres) <br>or 3-5 business days (regional areas or large items)<br> COLLECTION from Geewiz available Same Day (approx 4:30pm) | Miro | 1 | https://miro.co.za/img/p/1/7/7/9/1779.jpg |  | TTK-RUTX09 Data Sheet
3 | Teltonika | TTK-RUTX11 | Teltonika Industrial LTE Cat.6 Wi-Fi IoT Router w/ Quad-Core CPU, ac Wave2 Wi-Fi, Bluetooth LE &amp; GPS | <p><strong>FEATURES</strong></p> <p>The most powerful and feature-rich device within the Teltonika Networking products range. Equipped with Dual-SIM, 4 x Gigabit Ethernet ports, Dual-Band AC WiFi, Bluetooth LE and USB interfaces. RUTX11 comes with all RutOS software and security features. This device is perfect for advanced Industrial and Enterprise applications. </p> <p><strong>PRODUCT SPECIFICATIONS</strong></p> <table style="width: 600px;"> <tbody> <tr style="height: 45px;"> <td style="height: 45px; width: 211px;">Brand</td> <td style="height: 45px; width: 359px;"> <p class="h1 page-title">Teltonika</p> </td> </tr> <tr style="height: 42px;"> <td style="height: 42px; width: 211px;">Item model number</td> <td style="height: 42px; width: 359px;"> <p>TTK-RUTX11</p> </td> </tr> <tr style="height: 59px;"> <td style="height: 59px; width: 211px;">Product Type</td> <td style="height: 59px; width: 359px;"> <p>Router</p> </td> </tr> <tr style="height: 59px;"> <td style="height: 59px; width: 211px;">Mobile module&nbsp;</td> <td style="height: 59px; width: 359px;"> <p>4G (LTE) - Cat 6 up to&nbsp;300 Mbps.</p> </td> </tr> <tr style="height: 59px;"> <td style="height: 59px; width: 211px;">CPU</td> <td style="height: 59px; width: 359px;">Quad-core ARM Cortex A7, 717 MHz</td> </tr> <tr style="height: 59px;"> <td style="height: 59px; width: 211px;">Memory</td> <td style="height: 59px; width: 359px;">256 MB SPI Flash, 256 MB of DDR3 RAM</td> </tr> <tr style="height: 59px;"> <td style="height: 59px; width: 211px;">Power supply&nbsp;</td> <td style="height: 59px; width: 359px;">9 - 50 VDC, 4 pin DC connector&nbsp;</td> </tr> </tbody> </table> | 1 x Gbe WAN, 3 x Gbe LAN, Dual SIM, Cat.6 LTE, 717MHz Quad-Core CPU, BT LE, 802.11ac Wave2, GPS, USB | 5922 | 7832 | 1153 | IN STOCK at EXTERNAL supplier. <br> If ordered before 10AM: <br>DELIVERED next business day (main centres) <br>or 3-5 business days (regional areas or large items)<br> COLLECTION from Geewiz available Same Day (approx 4:30pm) | Miro | 1 | https://miro.co.za/img/p/1/7/8/5/1785.jpg |  | TTK-RUTX11 Data Sheet
3 | Teltonika | TTK-TRB140 | Teltonika Industrial Ethernet to 4G LTE IoT Gateway | <p><strong>FEATURES</strong></p> <p>Industrial LTE Cat 4 Gateway Board TRB140 is equipped with a single Ethernet port, Digital Inputs/Outputs and a micro-USB port. TRB140 compact design makes this Gateway perfect for an application where a sole gadget must be granted reliable Internet connectivity. TRB140 is engineered to be used in Industrial applications, therefore, it has a wide range of software features such as SMS control, Firewall, OpenVPN, IPsec, RMS and FOTA support.</p> <p><strong>PRODUCT SPECIFICATIONS</strong></p> <table style="width: 600px;"> <tbody> <tr style="height: 45px;"> <td style="height: 45px; width: 211px;">Brand</td> <td style="height: 45px; width: 359px;"> <p class="h1 page-title">Teltonika</p> </td> </tr> <tr style="height: 42px;"> <td style="height: 42px; width: 211px;">Item model number</td> <td style="height: 42px; width: 359px;"> <p>TTK-TRB140</p> </td> </tr> <tr style="height: 59px;"> <td style="height: 59px; width: 211px;">Product Type</td> <td style="height: 59px; width: 359px;"> <p>Gateway</p> </td> </tr> <tr style="height: 59px;"> <td style="height: 59px; width: 211px;">Mobile</td> <td style="height: 59px; width: 359px;"> <p>LTE (Cat4)/3G/2G</p> </td> </tr> <tr style="height: 59px;"> <td style="height: 59px; width: 211px;">SIM slot</td> <td style="height: 59px; width: 359px;">Mini SIM (2FF)</td> </tr> <tr style="height: 59px;"> <td style="height: 59px; width: 211px;">Antenna connector</td> <td style="height: 59px; width: 359px;">1 x SMA for LTE</td> </tr> <tr style="height: 59px;"> <td style="height: 59px; width: 211px;">Input/Output</td> <td style="height: 59px; width: 359px;">2 x Digital/Analog Inputs/Outputs (configurable)</td> </tr> <tr style="height: 59px;"> <td style="height: 59px; width: 211px;">CPU</td> <td style="height: 59px; width: 359px;">ARM Cortex-A7 1.2 GHz CPU</td> </tr> <tr style="height: 59px;"> <td style="height: 59px; width: 211px;">RAM</td> <td style="height: 59px; width: 359px;">128 MBytes (50 MBytes available for userspace)</td> </tr> <tr style="height: 59px;"> <td style="height: 59px; width: 211px;">Flash</td> <td style="height: 59px; width: 359px;">512 MBytes (70 MBytes available for userspace)</td> </tr> <tr style="height: 59px;"> <td style="height: 59px; width: 211px;">Input voltage range</td> <td style="height: 59px; width: 359px;">9 - 30 VDC</td> </tr> <tr style="height: 59px;"> <td style="height: 59px; width: 211px;">Power connector</td> <td style="height: 59px; width: 359px;">4 pin industrial DC power socket</td> </tr> </tbody> </table> | 1 x Mini SIM, 1 x SMA (for LTE), 1 x RJ45, 2 x Digital I/O, 9-30V DC input, micro-USB. | 2352 | 3111 | 1153 | IN STOCK at EXTERNAL supplier. <br> If ordered before 10AM: <br>DELIVERED next business day (main centres) <br>or 3-5 business days (regional areas or large items)<br> COLLECTION from Geewiz available Same Day (approx 4:30pm) | Miro | 1 | https://miro.co.za/img/p/1/7/9/1/1791.jpg | https://miro.co.za/index.php?controller=attachment&id_attachment=2671 | TTK-TRB140 Data Sheet
3 | Teltonika | TTK-TRB141 | Teltonika Industrial Digital I/O+USB to LTE IoT Gateway | <p><strong>FEATURES</strong></p> <p>Industrial LTE Cat 1 Gateway Board TRB141 is equipped with multiple Inputs/Outputs and MicroUSB port. TRB141 compact design makes this Gateway perfect for an application where a sole gadget must be remotely managed using I/O&rsquo;s. TRB141 is engineered to be used in Industrial applications therefore it has a wide range of software features such as SMS control, Firewall, RMS and FOTA support.</p> <p><strong>PRODUCT SPECIFICATIONS</strong></p> <table style="width: 600px;"> <tbody> <tr style="height: 45px;"> <td style="height: 45px; width: 223px;">Brand</td> <td style="height: 45px; width: 347px;"> <p class="h1 page-title">Teltonika</p> </td> </tr> <tr style="height: 42px;"> <td style="height: 42px; width: 223px;">Item model number</td> <td style="height: 42px; width: 347px;"> <p>TTK-TRB141</p> </td> </tr> <tr style="height: 59px;"> <td style="height: 59px; width: 223px;">Product Type</td> <td style="height: 59px; width: 347px;"> <p>Gateway</p> </td> </tr> <tr style="height: 59px;"> <td style="height: 59px; width: 223px;">Mobile</td> <td style="height: 59px; width: 347px;"> <p>LTE(Cat1)/3G/2G</p> </td> </tr> <tr style="height: 59px;"> <td style="height: 59px; width: 223px;">SIM slot</td> <td style="height: 59px; width: 347px;">Mini SIM (2FF)</td> </tr> <tr style="height: 59px;"> <td style="height: 59px; width: 223px;">Antenna connector</td> <td style="height: 59px; width: 347px;">1 x SMA for LTE</td> </tr> <tr style="height: 59px;"> <td style="height: 59px; width: 223px;">Inputs/Outputs</td> <td style="height: 59px; width: 347px;">2 x Digital inputs, 2 x Relay outputs, 1 x Analog input, 1 x Isolated input, 2 x Digital Inputs/Outputs on power connector</td> </tr> <tr style="height: 59px;"> <td style="height: 59px; width: 223px;">CPU</td> <td style="height: 59px; width: 347px;">ARM Cortex-A7 1.2 GHz CPU</td> </tr> <tr style="height: 59px;"> <td style="height: 59px; width: 223px;">RAM</td> <td style="height: 59px; width: 347px;">128 MBytes (50 MBytes available for userspace)</td> </tr> <tr style="height: 59px;"> <td style="height: 59px; width: 223px;">Flash</td> <td style="height: 59px; width: 347px;">512 MBytes (70 MBytes available for userspace)</td> </tr> <tr style="height: 59px;"> <td style="height: 59px; width: 223px;">Input voltage range</td> <td style="height: 59px; width: 347px;">9 - 30 VDC</td> </tr> <tr style="height: 59px;"> <td style="height: 59px; width: 223px;">Power connector</td> <td style="height: 59px; width: 347px;">4 pin industrial DC power socket</td> </tr> </tbody> </table> | 1 x Mini SIM, 1 x SMA (for LTE), 16+2 Configurable x I/O, 9-30V DC In, Micro-USB. | 2282 | 3018 | 1153 | IN STOCK at EXTERNAL supplier. <br> If ordered before 10AM: <br>DELIVERED next business day (main centres) <br>or 3-5 business days (regional areas or large items)<br> COLLECTION from Geewiz available Same Day (approx 4:30pm) | Miro | 1 | https://miro.co.za/img/p/1/7/9/4/1794.jpg |  | TTK-TRB141 Data Sheet
3 | Teltonika | TTK-TRB142 | Teltonika Industrial RS232 to LTE Gateway Board | <p><strong>FEATURES</strong></p> <p>Industrial LTE Cat 1 Gateway Board TRB142 is equipped with RS232 Interface, Digital Inputs/Outputs and microUSB port. TRB142 compact design makes this Gateway perfect for an application where a sole gadget must be remotely controlled over the RS232 Interface. TRB142 is engineered to be used in Industrial applications therefore it has a wide range of software features such as SMS control, Firewall, Open VPN, IPsec, RMS and FOTA support.</p> <p><strong>PRODUCT SPECIFICATIONS</strong></p> <table style="width: 600px;"> <tbody> <tr style="height: 45px;"> <td style="height: 45px; width: 223px;">Brand</td> <td style="height: 45px; width: 347px;"> <p class="h1 page-title">Teltonika</p> </td> </tr> <tr style="height: 42px;"> <td style="height: 42px; width: 223px;">Item model number</td> <td style="height: 42px; width: 347px;"> <p>TTK-TRB142</p> </td> </tr> <tr style="height: 59px;"> <td style="height: 59px; width: 223px;">Product Type</td> <td style="height: 59px; width: 347px;"> <p>Gateway Board</p> </td> </tr> <tr style="height: 59px;"> <td style="height: 59px; width: 223px;">Mobile</td> <td style="height: 59px; width: 347px;"> <p>LTE(Cat1)/3G/2G</p> </td> </tr> <tr style="height: 59px;"> <td style="height: 59px; width: 223px;">SIM slot</td> <td style="height: 59px; width: 347px;">Mini SIM (2FF)</td> </tr> <tr style="height: 59px;"> <td style="height: 59px; width: 223px;">Antenna connector</td> <td style="height: 59px; width: 347px;">1 x SMA for LTE</td> </tr> <tr style="height: 59px;"> <td style="height: 59px; width: 223px;">Input/Output</td> <td style="height: 59px; width: 347px;">2 x Digital Input/Output (configurable)</td> </tr> <tr style="height: 59px;"> <td style="height: 59px; width: 223px;">CPU</td> <td style="height: 59px; width: 347px;">ARM Cortex-A7 1.2 GHz CPU</td> </tr> <tr style="height: 59px;"> <td style="height: 59px; width: 223px;">RAM</td> <td style="height: 59px; width: 347px;">128 MBytes (50 MBytes available for userspace)</td> </tr> <tr style="height: 59px;"> <td style="height: 59px; width: 223px;">Flash</td> <td style="height: 59px; width: 347px;">512 MBytes (70 MBytes available for userspace)</td> </tr> <tr style="height: 59px;"> <td style="height: 59px; width: 223px;">Input voltage range</td> <td style="height: 59px; width: 347px;">9 - 30 VDC</td> </tr> <tr style="height: 59px;"> <td style="height: 59px; width: 223px;">Power connector</td> <td style="height: 59px; width: 347px;">4 pin industrial DC power socket</td> </tr> </tbody> </table> | 1 x Mini SIM, 1 x SMA (for LTE), RS232, 2 x Digital I/O, 9-30V DC Input, Micro-USB. | 2367 | 3130 | 1153 | IN STOCK at EXTERNAL supplier. <br> If ordered before 10AM: <br>DELIVERED next business day (main centres) <br>or 3-5 business days (regional areas or large items)<br> COLLECTION from Geewiz available Same Day (approx 4:30pm) | Miro | 1 | https://miro.co.za/img/p/1/7/9/6/1796.jpg |  | TTK-TRB142 Data Sheet
3 | Teltonika | TTK-TRB145 | Teltonika Industrial RS485+USB to LTE IoT Gateway | <p><strong>FEATURES</strong></p> <p>Industrial LTE Cat 1 Gateway Board TRB145 is equipped with RS485 Interface, Digital Inputs/Outputs and micro-USB port. TRB145 compact design makes this Gateway perfect for an application where a sole gadget must be remotely controlled over RS485 interface. TRB145 is engineered to be used in Industrial applications therefore it has a wide range of software features such as SMS control, Firewall, Open VPN, IPsec, RMS and FOTA support.</p> <p><strong>PRODUCT SPECIFICATIONS</strong></p> <table style="width: 600px;"> <tbody> <tr style="height: 45px;"> <td style="height: 45px; width: 223px;">Brand</td> <td style="height: 45px; width: 347px;"> <p class="h1 page-title">Teltonika</p> </td> </tr> <tr style="height: 42px;"> <td style="height: 42px; width: 223px;">Item model number</td> <td style="height: 42px; width: 347px;"> <p>TTK-TRB145</p> </td> </tr> <tr style="height: 59px;"> <td style="height: 59px; width: 223px;">Product Type</td> <td style="height: 59px; width: 347px;"> <p>Gateway</p> </td> </tr> <tr style="height: 59px;"> <td style="height: 59px; width: 223px;">Mobile</td> <td style="height: 59px; width: 347px;"> <p>LTE(Cat1)/3G/2G</p> </td> </tr> <tr style="height: 59px;"> <td style="height: 59px; width: 223px;">SIM slot</td> <td style="height: 59px; width: 347px;">Mini SIM (2FF)</td> </tr> <tr style="height: 59px;"> <td style="height: 59px; width: 223px;">Antenna connector</td> <td style="height: 59px; width: 347px;">1 x SMA for LTE</td> </tr> <tr style="height: 59px;"> <td style="height: 59px; width: 223px;">Input/Output</td> <td style="height: 59px; width: 347px;">2 x Digital Input/Output (configurable)</td> </tr> <tr style="height: 59px;"> <td style="height: 59px; width: 223px;">CPU</td> <td style="height: 59px; width: 347px;">ARM Cortex-A7 1.2 GHz CPU</td> </tr> <tr style="height: 59px;"> <td style="height: 59px; width: 223px;">RAM</td> <td style="height: 59px; width: 347px;">128 MBytes (50 MBytes available for userspace)</td> </tr> <tr style="height: 59px;"> <td style="height: 59px; width: 223px;">Flash</td> <td style="height: 59px; width: 347px;">512 MBytes (70 MBytes available for userspace)</td> </tr> <tr style="height: 59px;"> <td style="height: 59px; width: 223px;">Input voltage range</td> <td style="height: 59px; width: 347px;">9 - 30 VDC</td> </tr> <tr style="height: 59px;"> <td style="height: 59px; width: 223px;">Power connector</td> <td style="height: 59px; width: 347px;">4 pin industrial DC power socket</td> </tr> </tbody> </table> | 1 x Mini SIM, 1 x SMA (for LTE), RS485, 9-30V DC In, Micro-USB. | 2091 | 2765 | 1153 | IN STOCK at EXTERNAL supplier. <br> If ordered before 10AM: <br>DELIVERED next business day (main centres) <br>or 3-5 business days (regional areas or large items)<br> COLLECTION from Geewiz available Same Day (approx 4:30pm) | Miro | 1 | https://miro.co.za/img/p/1/7/9/7/1797.jpg |  | TTK-TRB145 Data Sheet
3 | Teltonika | TTK-TRB245 | Teltonika Industrial Dual-SIM LTE Gateway to I/O, Ethernet, RS232/485 w/ GPS | <p><strong>FEATURES</strong></p> <p>Industrial All-In-One M2M LTE Cat 4 Gateway equipped with multiple Inputs/Outputs, RS232, RS485 and Ethernet interfaces. All these features allow this device to be used universally in M2M applications.</p> <p><strong>PRODUCT SPECIFICATIONS</strong></p> <table style="width: 600px;"> <tbody> <tr style="height: 45px;"> <td style="height: 45px; width: 223px;">Brand</td> <td style="height: 45px; width: 347px;"> <p class="h1 page-title">Teltonika</p> </td> </tr> <tr style="height: 42px;"> <td style="height: 42px; width: 223px;">Item model number</td> <td style="height: 42px; width: 347px;"> <p>TTK-TRB245</p> </td> </tr> <tr style="height: 59px;"> <td style="height: 59px; width: 223px;">Product Type</td> <td style="height: 59px; width: 347px;"> <p>Gateway</p> </td> </tr> <tr style="height: 59px;"> <td style="height: 59px; width: 223px;">Mobile</td> <td style="height: 59px; width: 347px;"> <p>4G/LTE (Cat 4), 3G, 2G</p> </td> </tr> <tr style="height: 59px;"> <td style="height: 59px; width: 223px;">CPU</td> <td style="height: 59px; width: 347px;">Qualcomm, MIPS 24Kc, 650 MHz</td> </tr> <tr style="height: 59px;"> <td style="height: 59px; width: 223px;">Memory</td> <td style="height: 59px; width: 347px;">16 MBytes Flash, 64 MBytes RAM</td> </tr> <tr style="height: 59px;"> <td style="height: 59px; width: 223px;">Powering option</td> <td style="height: 59px; width: 347px;">16pin terminal, 9-30 VDC</td> </tr> <tr style="height: 59px;"> <td style="height: 59px; width: 223px;">SIM</td> <td style="height: 59px; width: 347px;">2 x Internal SIM holders (2FF)</td> </tr> <tr style="height: 59px;"> <td style="height: 59px; width: 223px;">Antenna connectors</td> <td style="height: 59px; width: 347px;">1 x SMA for mobile, 1 x SMA for GPS</td> </tr> <tr style="height: 59px;"> <td style="height: 59px; width: 223px;">Inputs/Outputs</td> <td style="height: 59px; width: 347px;">On 16pin socket: 3 x Digital input/Digital open collector output (configurable), 1 x Analog input</td> </tr> <tr style="height: 66px;"> <td style="height: 66px; width: 223px;">Operating temperature</td> <td style="height: 66px; width: 347px;">-40 &deg;C to 75 &deg;C</td> </tr> <tr style="height: 59px;"> <td style="height: 59px; width: 223px;">Operating system&nbsp;</td> <td style="height: 59px; width: 347px;">RutOS (OpenWrt based Linux OS)</td> </tr> </tbody> </table> | Dual SIM, 2 x SMA, 1 x RJ45, 16-pin connector block for I/O &amp; RS233/485, | 3647 | 4823 | 1153 | IN STOCK at EXTERNAL supplier. <br> If ordered before 10AM: <br>DELIVERED next business day (main centres) <br>or 3-5 business days (regional areas or large items)<br> COLLECTION from Geewiz available Same Day (approx 4:30pm) | Miro | 1 | https://miro.co.za/img/p/1/7/9/8/1798.jpg | https://miro.co.za/index.php?controller=attachment&id_attachment=2672 | TTK-TRB245 Data Sheet
3 | Teltonika | TTK-RUTX08 | Teltonika Industrial Ethernet Router with Quad-Core CPU, 4 x Gbe ports, 256MB RAM | <p><strong>FEATURES</strong></p> <p>This robust industrial router is equipped with 4 x Gigabit Ethernet ports, Quad-core CPU and 256 MB of RAM. These powerful specifications combined with core RutOS software features such as multiple VPN services, advanced Firewall and RMS support makes this device a superb Industrial performer where no Cellular or WiFi connectivity is required.</p> <p><strong>PRODUCT SPECIFICATIONS</strong></p> <table style="width: 600px;"> <tbody> <tr style="height: 45px;"> <td style="height: 45px; width: 223px;">Brand</td> <td style="height: 45px; width: 347px;"> <p class="h1 page-title">Teltonika</p> </td> </tr> <tr style="height: 42px;"> <td style="height: 42px; width: 223px;">Item model number</td> <td style="height: 42px; width: 347px;"> <p>TTK-RUTX08</p> </td> </tr> <tr style="height: 59px;"> <td style="height: 59px; width: 223px;">Product Type</td> <td style="height: 59px; width: 347px;"> <p>Router</p> </td> </tr> <tr style="height: 59px;"> <td style="height: 59px; width: 223px;">CPU</td> <td style="height: 59px; width: 347px;"> <p>Quad Core ARM Cortex A7 717 MHz CPU</p> </td> </tr> <tr style="height: 59px;"> <td style="height: 59px; width: 223px;">Memory</td> <td style="height: 59px; width: 347px;">256 MBytes Flash, 256 MBytes DDR3 RAM</td> </tr> <tr style="height: 59px;"> <td style="height: 59px; width: 223px;">Ethernet</td> <td style="height: 59px; width: 347px;">4 x 1Gbit Ethernet ports: 1 x WAN (configurable as LAN), 3 x LAN</td> </tr> <tr style="height: 59px;"> <td style="height: 59px; width: 223px;">Power supply</td> <td style="height: 59px; width: 347px;">9 - 50 VDC, 4 pin DC connector</td> </tr> <tr style="height: 59px;"> <td style="height: 59px; width: 223px;">Connectors</td> <td style="height: 59px; width: 347px;">1 x 4 pin DC, 4 x Ethernet</td> </tr> <tr style="height: 59px;"> <td style="height: 59px; width: 223px;">Operating temperature</td> <td style="height: 59px; width: 347px;">-40 &deg;C to 75 &deg;C</td> </tr> <tr style="height: 59px;"> <td style="height: 59px; width: 223px;">Operating system&nbsp;</td> <td style="height: 59px; width: 347px;">RutOS (OpenWrt based Linux OS)</td> </tr> </tbody> </table> | 1 x Gbe WAN, 3 x Gbe LAN, 717MHz Quad-Core ARM Cortex, 9-50V DC Input, VPN, RMS. No Wi-Fi/LTE | 2092 | 2767 | 77 | IN STOCK at EXTERNAL supplier. <br> If ordered before 10AM: <br>DELIVERED next business day (main centres) <br>or 3-5 business days (regional areas or large items)<br> COLLECTION from Geewiz available Same Day (approx 4:30pm) | Miro | 1 | https://miro.co.za/img/p/1/7/7/6/1776.jpg |  | TTK-RUTX08 Data Sheet
3 | Teltonika | TTK-RUTX10 | Teltonika Industrial Ethernet Router with Quad-Core CPU, 802.11ac Wave2 Wi-Fi &amp; Bluetooth LE | <p><strong>FEATURES</strong></p> <p>1 x Gbe WAN, 3 x Gbe LAN, 717MHz Quad-Core ARM Cortex, Bluetooth LE, 802.11ac Wave2 Wi-Fi, DC Input</p> <p><strong>PRODUCT SPECIFICATIONS</strong></p> <table style="width: 600px;"> <tbody> <tr style="height: 45px;"> <td style="height: 45px; width: 223px;">Brand</td> <td style="height: 45px; width: 347px;"> <p class="h1 page-title">Teltonika</p> </td> </tr> <tr style="height: 42px;"> <td style="height: 42px; width: 223px;">Item model number</td> <td style="height: 42px; width: 347px;"> <p>TTK-RUTX10</p> </td> </tr> <tr style="height: 59px;"> <td style="height: 59px; width: 223px;">Product Type</td> <td style="height: 59px; width: 347px;"> <p>Router</p> </td> </tr> <tr style="height: 59px;"> <td style="height: 59px; width: 223px;">CPU</td> <td style="height: 59px; width: 347px;"> <p>Quad Core ARM Cortex A7 717 MHz CPU</p> </td> </tr> <tr style="height: 59px;"> <td style="height: 59px; width: 223px;">Memory</td> <td style="height: 59px; width: 347px;">256 MBytes Flash, 256 MBytes DDR3 RAM</td> </tr> <tr style="height: 59px;"> <td style="height: 59px; width: 223px;">Power supply</td> <td style="height: 59px; width: 347px;">9 - 50 VDC, 4 pin DC connector</td> </tr> <tr style="height: 59px;"> <td style="height: 59px; width: 223px;">Connectors</td> <td style="height: 59px; width: 347px;">1 x 4 pin DC, 4 x Ethernet</td> </tr> <tr style="height: 59px;"> <td style="height: 59px; width: 223px;">Operating temperature</td> <td style="height: 59px; width: 347px;">-40 &deg;C to 75 &deg;C</td> </tr> </tbody> </table> | 1 x Gbe WAN, 3 x Gbe LAN, 717MHz Quad-Core ARM Cortex, Bluetooth LE, 802.11ac Wave2 Wi-Fi, DC Input | 2622 | 3468 | 77 | IN STOCK at EXTERNAL supplier. <br> If ordered before 10AM: <br>DELIVERED next business day (main centres) <br>or 3-5 business days (regional areas or large items)<br> COLLECTION from Geewiz available Same Day (approx 4:30pm) | Miro | 1 | https://miro.co.za/img/p/1/7/8/2/1782.jpg |  | TTK-RUTX10 Data Sheet
3 | Teltonika | TTK-HOLDER | Teltonika Rubber Holder Accessory for TMT250 - To be used as belt-clip or with pet collar | <p><strong>FEATURES</strong></p> <p>Teltonika Rubber Holder Accessory for TMT250 - To be used as belt-clip or with pet collar</p> <p><strong>PRODUCT SPECIFICATIONS</strong></p> <table style="width: 600px;"> <tbody> <tr style="height: 45px;"> <td style="height: 45px; width: 223px;">Brand</td> <td style="height: 45px; width: 347px;"> <p class="h1 page-title">Teltonika</p> </td> </tr> <tr style="height: 42px;"> <td style="height: 42px; width: 223px;">Item model number</td> <td style="height: 42px; width: 347px;"> <p>TTK-HOLDER</p> </td> </tr> <tr style="height: 59px;"> <td style="height: 59px; width: 223px;">Product Type</td> <td style="height: 59px; width: 347px;"> <p>Holder</p> </td> </tr> </tbody> </table> | Teltonika Rubber Holder Accessory for TMT250 - To be used as belt-clip or with pet collar | 134 | 177 | 77 | IN STOCK at EXTERNAL supplier. <br> If ordered before 10AM: <br>DELIVERED next business day (main centres) <br>or 3-5 business days (regional areas or large items)<br> COLLECTION from Geewiz available Same Day (approx 4:30pm) | Miro | 1 | https://miro.co.za/img/p/2/8/6/3/2863.jpg |  | TTK-HOLDER Data Sheet
3 | Teltonika | TTK-TMT250 | Teltonika Personal Tracker w/ GNSS, GSM and Bluetooth connectivity | <p><strong>FEATURES</strong></p> <p>Teltonika TMT250 is an AUTONOMOUS personal tracker with GNSS, GSM and Blue-tooth connectivity. This mini tracker is designed for people, pets, car monitoring, employees control, sport events, etc. IP67 waterproof case ensures outside usage in harsh conditions, moreover large battery&lsquo;s capacity expand application range where long battery lifetime is needed. In addition to that, TMT250 supports hands-free, firmware and configuration update via Blue-tooth.</p> <p><strong>PRODUCT SPECIFICATIONS</strong></p> <table style="width: 600px;"> <tbody> <tr style="height: 45px;"> <td style="height: 45px; width: 223px;">Brand</td> <td style="height: 45px; width: 347px;"> <p class="h1 page-title">Teltonika</p> </td> </tr> <tr style="height: 42px;"> <td style="height: 42px; width: 223px;">Item model number</td> <td style="height: 42px; width: 347px;"> <p>TTK-TMT250</p> </td> </tr> <tr style="height: 59px;"> <td style="height: 59px; width: 223px;">Product Type</td> <td style="height: 59px; width: 347px;"> <p>Tracker</p> </td> </tr> <tr style="height: 59px;"> <td style="height: 59px; width: 223px;">GSM/GPRS features</td> <td style="height: 59px; width: 347px;"> <p>Quad-band 900/1800 MHz; 850/1900 MHz</p> <p>GPRS Multi-Slot Class 12(up to 240 kbps)</p> <p>GPRS Mobile Station Class B</p> <p>SMS (text/data)</p> </td> </tr> <tr style="height: 59px;"> <td style="height: 59px; width: 223px;">Interface</td> <td style="height: 59px; width: 347px;"> <p>Magnetic USB cable</p> <p>2 configurable buttons</p> <p>Built in accelerometer/gyroscope</p> <p>Internal 800mAh battery</p> <p>Internal High Gain GNSS antenna</p> <p>Internal High Gain GSM antenna</p> </td> </tr> <tr style="height: 59px;"> <td style="height: 59px; width: 223px;">Features:</td> <td style="height: 59px; width: 347px;"> <p>Alarm button</p> <p>Man-down detection</p> <p>Auto Geofencing</p> <p>50 Manual Geofence zones</p> <p>Over Speeding</p> </td> </tr> </tbody> </table> | IP67 Rated, Alarm Button, Man Down feature. | 1120 | 1481 | 77 | IN STOCK at EXTERNAL supplier. <br> If ordered before 10AM: <br>DELIVERED next business day (main centres) <br>or 3-5 business days (regional areas or large items)<br> COLLECTION from Geewiz available Same Day (approx 4:30pm) | Miro | 1 | https://miro.co.za/img/p/1/7/8/8/1788.jpg | https://miro.co.za/index.php?controller=attachment&id_attachment=2670 | TTK-TMT250 Data Sheet
3 | Teltonika | TTK-USB-CHARGER | Teltonika Magnetic USB Charger Accessory for TMT250 | <p><strong>FEATURES</strong></p> <p>Teltonika Magnetic USB Charger Accessory for TMT250</p> <p><strong>PRODUCT SPECIFICATIONS</strong></p> <table style="width: 600px;"> <tbody> <tr style="height: 45px;"> <td style="height: 45px; width: 223px;">Brand</td> <td style="height: 45px; width: 347px;"> <p class="h1 page-title">Teltonika</p> </td> </tr> <tr style="height: 42px;"> <td style="height: 42px; width: 223px;">Item model number</td> <td style="height: 42px; width: 347px;"> <p>TTK-USB-CHARGER</p> </td> </tr> <tr style="height: 59px;"> <td style="height: 59px; width: 223px;">Product Type</td> <td style="height: 59px; width: 347px;"> <p>Charger</p> </td> </tr> </tbody> </table> | Teltonika Magnetic USB Charger Accessory for TMT250 | 273 | 361 | 25 | IN STOCK at EXTERNAL supplier. <br> If ordered before 10AM: <br>DELIVERED next business day (main centres) <br>or 3-5 business days (regional areas or large items)<br> COLLECTION from Geewiz available Same Day (approx 4:30pm) | Miro | 1 | https://miro.co.za/img/p/2/8/6/2/2862.jpg |  | TTK-USB-CHARGER Data Sheet
3 | Teltonika | TTK-ANT-LTE-DIP | Teltonika Mobile LTE Dipole Magnetic Replacement Antenna for RUT955 | <p><strong>FEATURES</strong></p> <p>Teltonika Mobile Magnetic SMA Antenna for use with Teltonika Networking range.&nbsp;</p> <p><strong>PRODUCT SPECIFICATIONS</strong></p> <table style="width: 600px;"> <tbody> <tr style="height: 45px;"> <td style="height: 45px; width: 223px;">Brand</td> <td style="height: 45px; width: 347px;"> <p class="h1 page-title">Teltonika</p> </td> </tr> <tr style="height: 42px;"> <td style="height: 42px; width: 223px;">Item model number</td> <td style="height: 42px; width: 347px;"> <p>TTK-ANT-LTE-DIP</p> </td> </tr> <tr style="height: 59px;"> <td style="height: 59px; width: 223px;">Product Type</td> <td style="height: 59px; width: 347px;"> <p>Antenna</p> </td> </tr> <tr style="height: 59px;"> <td style="height: 59px; width: 223px;">Frequency Range</td> <td style="height: 59px; width: 347px;"> <p>698-868/1850-2690 MHz</p> </td> </tr> <tr style="height: 59px;"> <td style="height: 59px; width: 223px;">Polarization</td> <td style="height: 59px; width: 347px;">Linear</td> </tr> <tr style="height: 59px;"> <td style="height: 59px; width: 223px;">Gain</td> <td style="height: 59px; width: 347px;">2.0 dBi</td> </tr> <tr style="height: 59px;"> <td style="height: 59px; width: 223px;">Impedance</td> <td style="height: 59px; width: 347px;">50 &Omega;</td> </tr> <tr style="height: 59px;"> <td style="height: 59px; width: 223px;">Cable</td> <td style="height: 59px; width: 347px;">RG174, 3000mm</td> </tr> </tbody> </table> | Teltonika Mobile LTE Dipole Magnetic Replacement Antenna for RUT955 | 135 | 179 | 1032 | IN STOCK at EXTERNAL supplier. <br> If ordered before 10AM: <br>DELIVERED next business day (main centres) <br>or 3-5 business days (regional areas or large items)<br> COLLECTION from Geewiz available Same Day (approx 4:30pm) | Miro | 1 | https://miro.co.za/img/p/1/7/4/0/1740.jpg | https://miro.co.za/index.php?controller=attachment&id_attachment=2658 | TTK-ANT-LTE-DIP Data Sheet
3 | Teltonika | TTK-ANT-COMBO | Teltonika Mobile Combo Roof Puck Antenna. MIMO Mobile LTE/GNSS/WIFI w/ SMA | <p><strong>FEATURES</strong></p> <p>Teltonika Mobile Combo Roof Puck Antenna, MIMO Mobile LTE I GNSS I WIFI with SMA, 003R-00253 </p> <p><strong>PRODUCT SPECIFICATIONS</strong></p> <table style="width: 600px;"> <tbody> <tr style="height: 45px;"> <td style="height: 45px; width: 223px;">Brand</td> <td style="height: 45px; width: 347px;"> <p class="h1 page-title">Teltonika</p> </td> </tr> <tr style="height: 42px;"> <td style="height: 42px; width: 223px;">Item model number</td> <td style="height: 42px; width: 347px;"> <p>TTK-ANT-COMBO</p> </td> </tr> <tr style="height: 59px;"> <td style="height: 59px; width: 223px;">Product Type</td> <td style="height: 59px; width: 347px;"> <p>Antenna</p> </td> </tr> </tbody> </table> | Teltonika Mobile Combo Roof Puck Antenna. MIMO Mobile LTE/GNSS/WIFI w/ SMA | 1159 | 1533 | 1032 | IN STOCK at EXTERNAL supplier. <br> If ordered before 10AM: <br>DELIVERED next business day (main centres) <br>or 3-5 business days (regional areas or large items)<br> COLLECTION from Geewiz available Same Day (approx 4:30pm) | Miro | 1 | https://miro.co.za/img/p/1/7/3/9/1739.jpg | https://miro.co.za/index.php?controller=attachment&id_attachment=2657 | TTK-ANT-COMBO Data Sheet
3 | Teltonika | TTK-ANT-LTE-FAKRA | Teltonika Mobile LTE Fakra Adhesive Replacement Antenna for RUT850 | <p><strong>FEATURES</strong></p> <p>Teltonika Mobile LTE Fakra adhesive replacement antenna for RUT850, RG174, 2500mm, Vertical polarization&nbsp;</p> <p><strong>PRODUCT SPECIFICATIONS</strong></p> <table style="width: 600px;"> <tbody> <tr style="height: 45px;"> <td style="height: 45px; width: 223px;">Brand</td> <td style="height: 45px; width: 347px;"> <p class="h1 page-title">Teltonika</p> </td> </tr> <tr style="height: 42px;"> <td style="height: 42px; width: 223px;">Item model number</td> <td style="height: 42px; width: 347px;"> <p>TTK-ANT-LTE-FAKRA</p> </td> </tr> <tr style="height: 59px;"> <td style="height: 59px; width: 223px;">Product Type</td> <td style="height: 59px; width: 347px;"> <p>Antenna</p> </td> </tr> <tr style="height: 59px;"> <td style="height: 59px; width: 223px;">Frequency</td> <td style="height: 59px; width: 347px;"> <p>690/900/1800/1900/2100/2700 MHz</p> </td> </tr> <tr style="height: 59px;"> <td style="height: 59px; width: 223px;">Polarization</td> <td style="height: 59px; width: 347px;">Vertical</td> </tr> <tr style="height: 59px;"> <td style="height: 59px; width: 223px;">Gain</td> <td style="height: 59px; width: 347px;">3.5 dBi</td> </tr> <tr style="height: 59px;"> <td style="height: 59px; width: 223px;">Impedance</td> <td style="height: 59px; width: 347px;">50 &Omega;</td> </tr> <tr style="height: 59px;"> <td style="height: 59px; width: 223px;">Cable</td> <td style="height: 59px; width: 347px;">RG174, 2500mm</td> </tr> <tr style="height: 59px;"> <td style="height: 59px; width: 223px;">Connector</td> <td style="height: 59px; width: 347px;">FAKRA D Female straight</td> </tr> </tbody> </table> | Teltonika Mobile LTE Fakra Adhesive Replacement Antenna for RUT850 | 137 | 181 | 1032 | IN STOCK at EXTERNAL supplier. <br> If ordered before 10AM: <br>DELIVERED next business day (main centres) <br>or 3-5 business days (regional areas or large items)<br> COLLECTION from Geewiz available Same Day (approx 4:30pm) | Miro | 1 | https://miro.co.za/img/p/1/7/4/1/1741.jpg | https://miro.co.za/index.php?controller=attachment&id_attachment=2659 | TTK-ANT-LTE-FAKRA Data Sheet
3 | Teltonika | TTK-AUTO-PSU | Teltonika Automotive Power Supply | <p><strong>FEATURES</strong></p> <p>Teltonika automotive Power Supply, 9-30 VDC Output voltage, Fuse Input protection, Fits regular cigarette ligther Socket, 12/24VDC SUPPORTED, 4-PIN Output CONNECTOR, 2A Maximum current, PR2AM2OM </p> <p><strong>PRODUCT SPECIFICATIONS</strong></p> <table style="width: 600px;"> <tbody> <tr style="height: 45px;"> <td style="height: 45px; width: 223px;">Brand</td> <td style="height: 45px; width: 347px;"> <p class="h1 page-title">Teltonika</p> </td> </tr> <tr style="height: 42px;"> <td style="height: 42px; width: 223px;">Item model number</td> <td style="height: 42px; width: 347px;"> <p>TTK-AUTO-PSU</p> </td> </tr> <tr style="height: 59px;"> <td style="height: 59px; width: 223px;">Product Type</td> <td style="height: 59px; width: 347px;"> <p>Automotive Power Supply</p> </td> </tr> <tr style="height: 59px;"> <td style="height: 59px; width: 223px;">Input voltage</td> <td style="height: 59px; width: 347px;"> <p>9-30 VDC</p> </td> </tr> <tr style="height: 59px;"> <td style="height: 59px; width: 223px;">Input connector</td> <td style="height: 59px; width: 347px;">12/24 VDC auxiliary power outlet</td> </tr> <tr style="height: 59px;"> <td style="height: 59px; width: 223px;">Output connector</td> <td style="height: 59px; width: 347px;">4-pin, 3mm pitch</td> </tr> <tr style="height: 59px;"> <td style="height: 59px; width: 223px;">Maximum current</td> <td style="height: 59px; width: 347px;">2 A</td> </tr> <tr style="height: 59px;"> <td style="height: 59px; width: 223px;">Input protection</td> <td style="height: 59px; width: 347px;">Fuse</td> </tr> <tr style="height: 59px;"> <td style="height: 59px; width: 223px;">Cable</td> <td style="height: 59px; width: 347px;">2x0.5mm&sup2; ,1500 mm</td> </tr> </tbody> </table> | Fits regular cigarette ligther socket, 12/24VDC supported - 9-30v 4-PIN output. | 170 | 225 | 77 | IN STOCK at EXTERNAL supplier. <br> If ordered before 10AM: <br>DELIVERED next business day (main centres) <br>or 3-5 business days (regional areas or large items)<br> COLLECTION from Geewiz available Same Day (approx 4:30pm) | Miro | 1 | https://miro.co.za/img/p/1/7/4/2/1742.jpg | https://miro.co.za/index.php?controller=attachment&id_attachment=2660 | TTK-AUTO-PSU Data Sheet
3 | Teltonika | TTK-DINRAIL-COMPACT | Teltonika Compact Plastic DIN Rail Adapter (70x25x14,5mm) | <p><strong>FEATURES</strong></p> <p>Includes Philips Pan Head screw #6-32&times;3/16, 2pcs.</p> <p><strong>PRODUCT SPECIFICATIONS</strong></p> <table style="width: 600px;"> <tbody> <tr style="height: 45px;"> <td style="height: 45px; width: 223px;">Brand</td> <td style="height: 45px; width: 347px;"> <p class="h1 page-title">Teltonika</p> </td> </tr> <tr style="height: 42px;"> <td style="height: 42px; width: 223px;">Item model number</td> <td style="height: 42px; width: 347px;"> <p>TTK-DINRAIL-COMPACT</p> </td> </tr> <tr style="height: 59px;"> <td style="height: 59px; width: 223px;">Product Type</td> <td style="height: 59px; width: 347px;"> <p>Rail Adapter</p> </td> </tr> </tbody> </table> | Includes Philips Pan Head screw #6-32×3/16, 2pcs. | 99 | 131 | 1464 | IN STOCK at EXTERNAL supplier. <br> If ordered before 10AM: <br>DELIVERED next business day (main centres) <br>or 3-5 business days (regional areas or large items)<br> COLLECTION from Geewiz available Same Day (approx 4:30pm) | Miro | 1 | https://miro.co.za/img/p/1/7/4/3/1743.jpg |  | TTK-DINRAIL-COMPACT Data Sheet
3 | Teltonika | TTK-DINRAIL-METAL | Teltonika Metal DIN Rail Adapter (82x46x20mm) | <p><strong>FEATURES</strong></p> <p>Includes Philips Pan Head screw #6-32&times;3/16, 2pcs</p> <p><strong>PRODUCT SPECIFICATIONS</strong></p> <table style="width: 600px;"> <tbody> <tr style="height: 45px;"> <td style="height: 45px; width: 223px;">Brand</td> <td style="height: 45px; width: 347px;"> <p class="h1 page-title">Teltonika</p> </td> </tr> <tr style="height: 42px;"> <td style="height: 42px; width: 223px;">Item model number</td> <td style="height: 42px; width: 347px;"> <p>TTK-DINRAIL-METAL</p> </td> </tr> <tr style="height: 59px;"> <td style="height: 59px; width: 223px;">Product Type</td> <td style="height: 59px; width: 347px;"> <p>Rail Adapter</p> </td> </tr> <tr style="height: 59px;"> <td style="height: 59px; width: 223px;">Mounting standard</td> <td style="height: 59px; width: 347px;"> <p>35mm DIN Rail</p> </td> </tr> <tr style="height: 59px;"> <td style="height: 59px; width: 223px;">Material</td> <td style="height: 59px; width: 347px;">Low carbon steel</td> </tr> <tr style="height: 59px;"> <td style="height: 59px; width: 223px;">Weight</td> <td style="height: 59px; width: 347px;">57g</td> </tr> <tr style="height: 59px;"> <td style="height: 59px; width: 223px;">Screws included</td> <td style="height: 59px; width: 347px;">Philips Pan Head screw #6-32&times;3/16, 2pcs</td> </tr> </tbody> </table> | Includes Philips Pan Head screw #6-32×3/16, 2pcs | 126 | 167 | 1464 | IN STOCK at EXTERNAL supplier. <br> If ordered before 10AM: <br>DELIVERED next business day (main centres) <br>or 3-5 business days (regional areas or large items)<br> COLLECTION from Geewiz available Same Day (approx 4:30pm) | Miro | 1 | https://miro.co.za/img/p/1/7/4/4/1744.jpg | https://miro.co.za/index.php?controller=attachment&id_attachment=2661 | TTK-DINRAIL-METAL Data Sheet
3 | Teltonika | TTK-PSU-9W-EU | Teltonika Replacement EU Power Supply. 9W, 4-pin connector plug. | <p><strong>FEATURES</strong></p> <p>9VDC output, 1A. Euro 2-point plug.</p> <p><strong>PRODUCT SPECIFICATIONS</strong></p> <table style="width: 600px;"> <tbody> <tr style="height: 45px;"> <td style="height: 45px; width: 223px;">Brand</td> <td style="height: 45px; width: 347px;"> <p class="h1 page-title">Teltonika</p> </td> </tr> <tr style="height: 42px;"> <td style="height: 42px; width: 223px;">Item model number</td> <td style="height: 42px; width: 347px;"> <p>TTK-PSU-9W-EU</p> </td> </tr> <tr style="height: 59px;"> <td style="height: 59px; width: 223px;">Product Type</td> <td style="height: 59px; width: 347px;"> <p>connector plug.</p> </td> </tr> <tr style="height: 59px;"> <td style="height: 59px; width: 223px;">Input Voltage</td> <td style="height: 59px; width: 347px;"> <p>100-240 VAC</p> </td> </tr> <tr style="height: 59px;"> <td style="height: 59px; width: 223px;">Input Frequency</td> <td style="height: 59px; width: 347px;">50/60 Hz</td> </tr> <tr style="height: 59px;"> <td style="height: 59px; width: 223px;">Input Current (@100-240VAC)</td> <td style="height: 59px; width: 347px;">0.4 A</td> </tr> <tr style="height: 59px;"> <td style="height: 59px; width: 223px;">Output Voltage</td> <td style="height: 59px; width: 347px;">9 VDC</td> </tr> <tr style="height: 59px;"> <td style="height: 59px; width: 223px;">Output Current</td> <td style="height: 59px; width: 347px;">0-1 A</td> </tr> <tr style="height: 59px;"> <td style="height: 59px; width: 223px;">Overshoot</td> <td style="height: 59px; width: 347px;">5 %</td> </tr> </tbody> </table> | 9VDC output, 1A. Euro 2-point plug. | 145 | 192 | 1792 | IN STOCK at EXTERNAL supplier. <br> If ordered before 10AM: <br>DELIVERED next business day (main centres) <br>or 3-5 business days (regional areas or large items)<br> COLLECTION from Geewiz available Same Day (approx 4:30pm) | Miro | 1 | https://miro.co.za/img/p/1/7/5/9/1759.jpg |  | TTK-PSU-9W-EU Data Sheet
3 | Teltonika | TTK-PWRCBL | Teltonika 4 Pin Power Cable with 4-Way Screw Terminal | <p><strong>FEATURES</strong></p> <p>To power device and connect digital input/digital output</p> <p><strong>PRODUCT SPECIFICATIONS</strong></p> <table style="width: 600px;"> <tbody> <tr style="height: 45px;"> <td style="height: 45px; width: 223px;">Brand</td> <td style="height: 45px; width: 347px;"> <p class="h1 page-title">Teltonika</p> </td> </tr> <tr style="height: 42px;"> <td style="height: 42px; width: 223px;">Item model number</td> <td style="height: 42px; width: 347px;"> <p>TTK-PWRCBL</p> </td> </tr> <tr style="height: 59px;"> <td style="height: 59px; width: 223px;">Product Type</td> <td style="height: 59px; width: 347px;"> <p>Power Cable</p> </td> </tr> </tbody> </table> | To power device and connect digital input/digital output | 189 | 250 | 1792 | IN STOCK at EXTERNAL supplier. <br> If ordered before 10AM: <br>DELIVERED next business day (main centres) <br>or 3-5 business days (regional areas or large items)<br> COLLECTION from Geewiz available Same Day (approx 4:30pm) | Miro | 1 | https://miro.co.za/img/p/1/7/6/0/1760.jpg |  | TTK-PWRCBL Data Sheet
3 | Teltonika | TTK-RMS-LIC-1 | Teltonika Single RMS License Key - Valid for One Teltonika Networking Device for One Month | <p><strong>FEATURES</strong></p> <p>Teltonika Single RMS License Key - Valid for One Teltonika Networking Device for One Month</p> <p><strong>PRODUCT SPECIFICATIONS</strong></p> <table style="width: 600px;"> <tbody> <tr style="height: 45px;"> <td style="height: 45px; width: 223px;">Brand</td> <td style="height: 45px; width: 347px;"> <p class="h1 page-title">Teltonika</p> </td> </tr> <tr style="height: 42px;"> <td style="height: 42px; width: 223px;">Item model number</td> <td style="height: 42px; width: 347px;"> <p>TTK-RMS-LIC-1</p> </td> </tr> <tr style="height: 59px;"> <td style="height: 59px; width: 223px;">Product Type</td> <td style="height: 59px; width: 347px;"> <p>License Key</p> </td> </tr> </tbody> </table> | Teltonika Single RMS License Key - Valid for One Teltonika Networking Device for One Month | 35.8 | 47 | 77 | IN STOCK at EXTERNAL supplier. <br> If ordered before 10AM: <br>DELIVERED next business day (main centres) <br>or 3-5 business days (regional areas or large items)<br> COLLECTION from Geewiz available Same Day (approx 4:30pm) | Miro | 1 | https://miro.co.za/img/p/2/8/6/1/2861.jpg |  | TTK-RMS-LIC-1 Data Sheet
3 | Ubiquiti | UB-ULED-DIM-AT | Ubiquiti UniFi LED Light Dimmer Switch | <p><strong>FEATURES</strong></p> <p>802.3at PoE Powered (48V)</p> <p><strong>PRODUCT SPECIFICATIONS</strong></p> <table style="width: 600px;"> <tbody> <tr style="height: 45px;"> <td style="height: 45px; width: 224px;">Brand</td> <td style="height: 45px; width: 346px;"> <p class="h1 page-title">Ubiquiti</p> </td> </tr> <tr style="height: 42px;"> <td style="height: 42px; width: 224px;">Item model number</td> <td style="height: 42px; width: 346px;"> <p>UB-ULED-DIM-AT</p> </td> </tr> <tr style="height: 59px;"> <td style="height: 59px; width: 224px;">Product Type</td> <td style="height: 59px; width: 346px;"> <p>Switch</p> </td> </tr> </tbody> </table> | 802.3at PoE Powered (48V) | 733 | 969 | 77 | IN STOCK at EXTERNAL supplier. <br> If ordered before 10AM: <br>DELIVERED next business day (main centres) <br>or 3-5 business days (regional areas or large items)<br> COLLECTION from Geewiz available Same Day (approx 4:30pm) | Miro | 1 | https://miro.co.za/img/p/2/8/6/0/2860.jpg | https://miro.co.za/index.php?controller=attachment&id_attachment=3182 | UB-ULED-DIM-AT Data Sheet
3 | Cambium | CB-CNP-E425H | Cambium cnPilot E425H ac Wave 2 Indoor Wall plate AP | <p><strong>FEATURES</strong></p> <p>The Cambium Networks cnPilot e425H enterprise class indoor wall plate access point supporting 802.11ac Wave 2 standards based beamforming, is perfect for hotels and resorts, multi-dwelling units (MDUs) or just about any place indoor that needs a wall mounted AP with multiple Gig E ports to drive indoor Wi-Fi and wired port network access managed via portals.</p> <p>The e425H supports network wide seamless roaming for up to 1,024 clients. Host the hotspot portal on the AP for controller-less simplicity, or on cnMaestro for a powerful network wide portal.</p> <p>The e425H packs strong transmit power and the flexible controls needed to control transmit power for high density deployments. Throughput management via airtime fairness, increased performance from autoRF, and higher client device speeds from band steering ensure your e425H network can adapt to the dynamics of ever changing client profiles.</p> <p><strong>PRODUCT SPECIFICATIONS</strong></p> <table style="width: 600px;"> <tbody> <tr style="height: 45px;"> <td style="height: 45px; width: 224px;">Brand</td> <td style="height: 45px; width: 346px;"> <p class="h1 page-title">Cambium</p> </td> </tr> <tr style="height: 42px;"> <td style="height: 42px; width: 224px;">Item model number</td> <td style="height: 42px; width: 346px;"> <p>CB-CNP-E425H</p> </td> </tr> <tr style="height: 59px;"> <td style="height: 59px; width: 224px;">Product Type</td> <td style="height: 59px; width: 346px;"> <p>Wall plate AP</p> </td> </tr> <tr style="height: 59px;"> <td style="height: 59px; width: 224px;">Max Phy Rate</td> <td style="height: 59px; width: 346px;"> <p>2.4 GHz radio: 300 Mbps</p> <p>5 GHz radio: 867 Mbps</p> </td> </tr> <tr style="height: 59px;"> <td style="height: 59px; width: 224px;">Ethernet Ports</td> <td style="height: 59px; width: 346px;"> <p>Three IEEE Gigabit Ethernet auto sensing</p> <p>One GE is 802.3af PSE port</p> </td> </tr> <tr style="height: 59px;"> <td style="height: 59px; width: 224px;">Antenna</td> <td style="height: 59px; width: 346px;">Integrated dual polarized, omnidirectional 4dBi (2.4GHz) 4.29dBi (5GHz)</td> </tr> <tr style="height: 59px;"> <td style="height: 59px; width: 224px;">Power</td> <td style="height: 59px; width: 346px;"> <p>Typical, no PSE load: 9w</p> <p>Typical, with 802.3af PSE load: 25w</p> <p>Power: 802.3af or 802.3at PD</p> <p>PSE port: 802.3af with input 802.3at</p> </td> </tr> </tbody> </table> | 2x2 Dual Band 802.11ac Wave 2 MU-MIMO Wall Plate AP, 100 Concurrent Clients (PoE Injector Excl | 2629 | 3477 | 628 | IN STOCK at EXTERNAL supplier. <br> If ordered before 10AM: <br>DELIVERED next business day (main centres) <br>or 3-5 business days (regional areas or large items)<br> COLLECTION from Geewiz available Same Day (approx 4:30pm) | Miro | 1 | https://miro.co.za/img/p/3/7/1/7/3717.jpg |  | CB-CNP-E425H Data Sheet
3 | Grandstream | GS-GWN7602 | Grandstream Ceiling/Wall Mount Access Point | <p><strong>FEATURES</strong></p> <p>The GWN7602 is a compact Wi-Fi access point designed for small businesses, homes, offices, hotels and more. It provides three 100Mb ports to provide IP phones, IPTV, computers and similar devices with ethernet while also providing an uplink Gigabit network port with PoE/PoE+ and PSE. The GWN7602 offers dual band 2x2:2 MIMO technology and a sophisticated antenna design for ideal network throughput that supports up to 80 clients and a 100 meter coverage range. To ensure easy installation and management, the GWN7602 is supported by GWN.Cloud, Grandstream&rsquo;s free cloud Wi-Fi management platform. The GWN7602 is the ideal Wi-Fi AP for voice-over-Wi-Fi deployments and offers a seamless connection with Grandstream&rsquo;s Wi-Fi-capable voice and video IP phones. By including support for advanced QoS, lowlatency real-time applications, mesh networks and captive portals, the GWN7602 is a wireless access point built for deployment scenarios&nbsp;with small to medium user density.&nbsp;</p> <p><strong>PRODUCT SPECIFICATIONS</strong></p> <table style="width: 600px;"> <tbody> <tr style="height: 45px;"> <td style="height: 45px; width: 224px;">Brand</td> <td style="height: 45px; width: 346px;"> <p class="h1 page-title">Grandstream</p> </td> </tr> <tr style="height: 42px;"> <td style="height: 42px; width: 224px;">Item model number</td> <td style="height: 42px; width: 346px;"> <p>GS-GWN7602</p> </td> </tr> <tr style="height: 59px;"> <td style="height: 59px; width: 224px;">Product Type</td> <td style="height: 59px; width: 346px;"> <p>Access Point</p> </td> </tr> <tr style="height: 59px;"> <td style="height: 59px; width: 224px;">Wi-Fi Standards</td> <td style="height: 59px; width: 346px;"> <p>IEEE 802.11a/b/g/n/ac</p> </td> </tr> <tr style="height: 59px;"> <td style="height: 59px; width: 224px;">Antennas</td> <td style="height: 59px; width: 346px;"> <p>2 dual band internal antennas.</p> <p>Antenna 1 - 2.4GHz: gain 3.0dBi, 5GHz: gain 3.5dBi</p> <p>Antenna 2 - 2.4GHz: gain 3.5dBi, 5GHz: gain 3.0dBi</p> </td> </tr> <tr style="height: 59px;"> <td style="height: 59px; width: 224px;">Frequency Bands</td> <td style="height: 59px; width: 346px;"> <p>2.4 GHz Radio: 2412 &ndash; 2484 MHz</p> <p>5 GHz Radio: 5150-5250 MHz, 5250-5350 MHz, 5470-5725 MHz, 5725-5850 MHz</p> </td> </tr> <tr style="height: 59px;"> <td style="height: 59px; width: 224px;">Channel Bandwidth</td> <td style="height: 59px; width: 346px;"> <p>2.4G: 20 and 40MHz</p> <p>5G: 20, 40, 80MHz</p> </td> </tr> <tr style="height: 59px;"> <td style="height: 59px; width: 224px;">Mesh</td> <td style="height: 59px; width: 346px;">5G radio</td> </tr> <tr style="height: 59px;"> <td style="height: 59px; width: 224px;">Coverage Range</td> <td style="height: 59px; width: 346px;">Up to 100 meters</td> </tr> <tr style="height: 59px;"> <td style="height: 59px; width: 224px;">Maximum TX Power</td> <td style="height: 59px; width: 346px;"> <p>2.4G: 21 dBm</p> <p>5G: 21 dBm</p> </td> </tr> </tbody> </table> | 1.15Gbps, 2x2 MIMO, 80+ client devices, Advanced QoS, Managed by GWN.Cloud, PoE/PoE+ | 752 | 995 | 1154 | IN STOCK at EXTERNAL supplier. <br> If ordered before 10AM: <br>DELIVERED next business day (main centres) <br>or 3-5 business days (regional areas or large items)<br> COLLECTION from Geewiz available Same Day (approx 4:30pm) | Miro | 1 | https://miro.co.za/img/p/3/7/1/8/3718.jpg | https://miro.co.za/index.php?controller=attachment&id_attachment=3972 | GS-GWN7602 Data Sheet
3 | Grandstream | GS-GWN7605 | Grandstream Enterprise 2x2 MU-MIMO Ceiling Mount Access Point | <p><strong>FEATURES</strong></p> <p>The GWN7605 is an affordable 802.11ac Wave-2 Wi-Fi access point ideal for small to medium wireless network deployments with medium user density. It offers dual-band 2x2:2 MU-MIMO with beam-forming technology and a sophisticated antenna design for maximum network throughput and expanded Wi-Fi coverage range. To ensure easy installation and management, the GWN7605 uses a controller-less distributed network management design in which the controller is embedded within the product&rsquo;s web user interface. The GWN7605 is also supported by GWN.Cloud and GWN Manager, Grandstream&rsquo;s cloud and on-premise Wi-Fi management platform. It is the ideal Wi-Fi AP for voiceover-Wi-Fi deployments and offers a seamless connection with Grandstream&rsquo;s Wi-Fi-capable IP phones. With support for advanced QoS, low-latency real-time applications, mesh networks, captive portals, 100+ concurrent clients per AP and dual Gigabit network ports with PoE/PoE+, the GWN7605 is a scalable Wi-Fi solution for deployments such as retail locations, restaurants, small offices and more.</p> <p><strong>PRODUCT SPECIFICATIONS</strong></p> <table style="width: 600px;"> <tbody> <tr style="height: 45px;"> <td style="height: 45px; width: 224px;">Brand</td> <td style="height: 45px; width: 346px;"> <p class="h1 page-title">Grandstream</p> </td> </tr> <tr style="height: 42px;"> <td style="height: 42px; width: 224px;">Item model number</td> <td style="height: 42px; width: 346px;"> <p>GS-GWN7605</p> </td> </tr> <tr style="height: 59px;"> <td style="height: 59px; width: 224px;">Product Type</td> <td style="height: 59px; width: 346px;"> <p>Access Point</p> </td> </tr> <tr style="height: 59px;"> <td style="height: 59px; width: 224px;">Wi-Fi Standards</td> <td style="height: 59px; width: 346px;"> <p>IEEE 802.11a/b/g/n/ac (Wave-2)</p> </td> </tr> <tr style="height: 59px;"> <td style="height: 59px; width: 224px;">Antennas</td> <td style="height: 59px; width: 346px;"> <p>2 dual band internal antennas</p> <p>2.4GHz, gain 3dBi</p> <p>5 GHz, gain 3dBi</p> </td> </tr> <tr style="height: 59px;"> <td style="height: 59px; width: 224px;">Frequency Bands</td> <td style="height: 59px; width: 346px;"> <p>2.4 GHz Radio: 2412 &ndash; 2484 MHz</p> <p>5 GHz Radio: 5180-5825 MHz</p> </td> </tr> <tr style="height: 59px;"> <td style="height: 59px; width: 224px;">Channel Bandwidth</td> <td style="height: 59px; width: 346px;"> <p>2.4G: 20 and 40MHz</p> <p>5G: 20, 40, 80MHz</p> </td> </tr> <tr style="height: 59px;"> <td style="height: 59px; width: 224px;">MIMO</td> <td style="height: 59px; width: 346px;"> <p>2x2:2 2.4GHz (MIMO)</p> <p>2x2:2 5GHz (MU-MIMO)</p> </td> </tr> <tr style="height: 59px;"> <td style="height: 59px; width: 224px;">Coverage Range</td> <td style="height: 59px; width: 346px;">Up to 165 meters</td> </tr> <tr style="height: 59px;"> <td style="height: 59px; width: 224px;">Maximum TX Power</td> <td style="height: 59px; width: 346px;"> <p>2.4G:24dBm</p> <p>5G:22dBm</p> </td> </tr> </tbody> </table> | 1.25Gbps, 2x2 MIMO, 100+ client devices, Advanced QoS, GWN.Cloud and GWN Manager | 988 | 1307 | 1154 | IN STOCK at EXTERNAL supplier. <br> If ordered before 10AM: <br>DELIVERED next business day (main centres) <br>or 3-5 business days (regional areas or large items)<br> COLLECTION from Geewiz available Same Day (approx 4:30pm) | Miro | 1 | https://miro.co.za/img/p/3/7/1/9/3719.jpg |  | GS-GWN7605 Data Sheet
3 | Grandstream | GS-GWN7630LR | Grandstream Enterprise 802.11ac Long Range Outdoor Access Point - No PSU, requires 48v GB POE | <p><strong>FEATURES</strong></p> <p>The GWN7630LR is an outdoor long-range 802.11ac Wave-2 Wi-Fi access point for medium to large businesses and enterprises who need to provide long-range coverage in both indoor and outdoor spaces. It offers weatherproof casing and heat resistant technology, dual-band 4&times;4:4 MU-MIMO technology, and a sophisticated antenna design for maximum network throughput that supports 200+ clients and an expanded 300-meter coverage range. To ensure easy installation and management, the GWN7630LR includes a built-in controller embedded within the product&rsquo;s web user interface. It is also supported by GWN.Cloud, Grandstream&rsquo;s free cloud Wi-Fi management platform. The GWN7630LR is the ideal Wi-Fi AP for voice-over-Wi-Fi deployments and offers a seamless connection with Grandstream&rsquo;s Wi-Fi-capable voice and video IP phones. By including support for advanced QoS, low-latency real-time applications, mesh networks and captive portals, the GWN7630LR is an ideal outdoor Wi-Fi access point for enterprises, multiple floor offices, warehouses, hospitals, schools and more.</p> <p><strong>PRODUCT SPECIFICATIONS</strong></p> <table style="width: 600px;"> <tbody> <tr style="height: 45px;"> <td style="height: 45px; width: 224px;">Brand</td> <td style="height: 45px; width: 346px;"> <p class="h1 page-title">Grandstream</p> </td> </tr> <tr style="height: 42px;"> <td style="height: 42px; width: 224px;">Item model number</td> <td style="height: 42px; width: 346px;"> <p>GS-GWN7630LR</p> </td> </tr> <tr style="height: 59px;"> <td style="height: 59px; width: 224px;">Product Type</td> <td style="height: 59px; width: 346px;"> <p>Access Point</p> </td> </tr> <tr style="height: 59px;"> <td style="height: 59px; width: 224px;">Wi-Fi Standards</td> <td style="height: 59px; width: 346px;"> <p>s IEEE 802.11a/b/g/n/ac (Wave-2)</p> </td> </tr> <tr style="height: 59px;"> <td style="height: 59px; width: 224px;">Antennas</td> <td style="height: 59px; width: 346px;"> <p>4 detachable/changeable dual-band omnidirectional antennas</p> <p>2.4GHz, gain 3.5dBi</p> <p>5GHz, gain 3.5dBi</p> </td> </tr> <tr style="height: 59px;"> <td style="height: 59px; width: 224px;">Frequency Bands</td> <td style="height: 59px; width: 346px;"> <p>2.4 GHz Radio: 2412 &ndash; 2484 MHz</p> <p>5GHz Radio: 5150-5250MHz, 5250-5350MHz, 5470-5725MHz, 5725-5850MHz</p> </td> </tr> <tr style="height: 59px;"> <td style="height: 59px; width: 224px;">Channel Bandwidth</td> <td style="height: 59px; width: 346px;"> <p>2.4G: 20 and 40MHz</p> <p>5G: 20, 40 and 80MHz</p> </td> </tr> <tr style="height: 59px;"> <td style="height: 59px; width: 224px;">MIMO</td> <td style="height: 59px; width: 346px;"> <p>O 4x4:4 2.4G (MIMO), 4x4:4 5G (MU-MIMO)</p> </td> </tr> <tr style="height: 59px;"> <td style="height: 59px; width: 224px;">Coverage Range</td> <td style="height: 59px; width: 346px;">Up to 300 meters</td> </tr> <tr style="height: 59px;"> <td style="height: 59px; width: 224px;">Maximum TX Power</td> <td style="height: 59px; width: 346px;"> <p>2.4G: 27 dBm</p> <p>5G: 25 dBm</p> </td> </tr> </tbody> </table> | 2.33Gbps, 300 metres, 4x4 MIMO, 200+ client devices, Advanced QoS, GWN.Cloud and G | 1761 | 2329 | 1154 | IN STOCK at EXTERNAL supplier. <br> If ordered before 10AM: <br>DELIVERED next business day (main centres) <br>or 3-5 business days (regional areas or large items)<br> COLLECTION from Geewiz available Same Day (approx 4:30pm) | Miro | 1 | https://miro.co.za/img/p/3/7/2/1/3721.jpg |  | GS-GWN7630LR Data Sheet
3 | Huawei | HW-R-E5576 | Huawei 4G LTE Mobile Wi-Fi Router | <p><strong>FEATURES</strong></p> <p>150Mbps download/ 50Mbps upload, 802.11b/g/n, 1500mAh Battery</p> <p><strong>PRODUCT SPECIFICATIONS</strong></p> <table style="width: 600px;"> <tbody> <tr style="height: 45px;"> <td style="height: 45px; width: 224px;">Brand</td> <td style="height: 45px; width: 346px;"> <p class="h1 page-title">Huawei</p> </td> </tr> <tr style="height: 42px;"> <td style="height: 42px; width: 224px;">Item model number</td> <td style="height: 42px; width: 346px;"> <p>HW-R-E5576</p> </td> </tr> <tr style="height: 59px;"> <td style="height: 59px; width: 224px;">Product Type</td> <td style="height: 59px; width: 346px;"> <p>Wi-Fi Router</p> </td> </tr> </tbody> </table> | 150Mbps download/ 50Mbps upload, 802.11b/g/n, 1500mAh Battery | 832 | 1100 | 75 | IN STOCK at EXTERNAL supplier. <br> If ordered before 10AM: <br>DELIVERED next business day (main centres) <br>or 3-5 business days (regional areas or large items)<br> COLLECTION from Geewiz available Same Day (approx 4:30pm) | Miro | 1 | https://miro.co.za/img/p/3/7/2/2/3722.jpg |  | HW-R-E5576 Data Sheet
3 | Tenda | TE-4G09 | Tenda 4G LTE CAT6 867Mbps Dual-Band Router ¦ 4G09 | <p><strong>FEATURES</strong></p> <p>4G09 share the latest 4G LTE Advanced network,Simply plug in SIM card and share your 4G LTE or 3G Internet connection through a secure wireless network or any of the two Ethernet ports</p> <p>With LTE Advanced signal coverage for best performance and allows you to receive Internet access without cable and fiber ,it is the ideal choice for remote areas such as rural and suburban ,temporary store,holiday home ,giving devices ability to access to the Internet wherever and whenever the user is located.</p> <p>Powered by 4G CAT6 technology,It produces a faster and better broadband experience with speeds up to 300 Mb/s in downlink,bring you the best internet experience.</p> <p>Using powerful 802.11AC Wi-Fi technology,provide wireless speed up to 1200Mbps that enable connected devices could achieve ultra-fast experence ,it's the ideal choice for lag-free HD streaming, online gaming and more.</p> <p><strong>PRODUCT SPECIFICATIONS</strong></p> <table style="width: 600px;"> <tbody> <tr style="height: 45px;"> <td style="height: 45px; width: 224px;">Brand</td> <td style="height: 45px; width: 346px;"> <p class="h1 page-title">Tenda</p> </td> </tr> <tr style="height: 42px;"> <td style="height: 42px; width: 224px;">Item model number</td> <td style="height: 42px; width: 346px;"> <p>TE-4G09</p> </td> </tr> <tr style="height: 59px;"> <td style="height: 59px; width: 224px;">Product Type</td> <td style="height: 59px; width: 346px;"> <p>Router</p> </td> </tr> <tr style="height: 59px;"> <td style="height: 59px; width: 224px;">4G Cartgory</td> <td style="height: 59px; width: 346px;"> <p>LTE CAT.6</p> </td> </tr> <tr style="height: 59px;"> <td style="height: 59px; width: 224px;">4G/3G standards</td> <td style="height: 59px; width: 346px;">FDD LTE,TDD-LTE,WCDMA</td> </tr> <tr style="height: 59px;"> <td style="height: 59px; width: 224px;">Wi-Fi frequency</td> <td style="height: 59px; width: 346px;">2.4GHz,5GHz</td> </tr> <tr style="height: 59px;"> <td style="height: 59px; width: 224px;">Wi-Fi speed</td> <td style="height: 59px; width: 346px;">2.4GHz:300Mbps ; 5GHz:867Mbps;</td> </tr> <tr style="height: 59px;"> <td style="height: 59px; width: 224px;">Wi-Fi transmit power</td> <td style="height: 59px; width: 346px;">2.4GHz:up to 20dBm ; 5GHz: up to 23dBm;</td> </tr> <tr style="height: 59px;"> <td style="height: 59px; width: 224px;">Antennas</td> <td style="height: 59px; width: 346px;"> <p>2 detachable 4G/3G Antennas;</p> <p>2 Internal Wi-Fi Antennas;</p> </td> </tr> <tr style="height: 59px;"> <td style="height: 59px; width: 224px;">Power supply</td> <td style="height: 59px; width: 346px;"> <p>Power adapter:Input power AC 110V-220V 50/60Hz</p> <p>Output power:DC 12V==1.5A</p> </td> </tr> <tr style="height: 59px;"> <td style="height: 59px; width: 224px;">Max 4G+ speed</td> <td style="height: 59px; width: 346px;">DL:300Mbps; UL:50Mbps;</td> </tr> </tbody> </table> | Desktop 802.11 b/g/n/ac, 1 x GB WAN, 1 x GB LAN, TR069 | 1820 | 2407 | 75 | IN STOCK at EXTERNAL supplier. <br> If ordered before 10AM: <br>DELIVERED next business day (main centres) <br>or 3-5 business days (regional areas or large items)<br> COLLECTION from Geewiz available Same Day (approx 4:30pm) | Miro | 1 | https://miro.co.za/img/p/3/7/2/3/3723.jpg |  | TE-4G09 Data Sheet
3 | TP-Link | TP-ARCHERAX10 | TP-Link Archer AX10 AX1500 Wi-Fi 6 MU-MIMO Wi-Fi Router | <p><strong>FEATURES</strong></p> <ul> <li>Faster Wi-Fi 6&mdash;Get&nbsp;Next-Gen&nbsp;Wi-Fi speeds up to 1.5 Gbps<sup>&dagger;</sup></li> <li>Triple-Core CPU&mdash;Instant response to all your network activity with a 1.5 GHz triple-core CPU.</li> <li>Broader Coverage&mdash;4 Antennas and beamforming technology focus signal towards individual clients for broader coverage.<sup>&dagger;&nbsp;</sup></li> <li>Connect Dozens of Devices&mdash;More simultaneous connections and higher average throughput with OFDMA</li> <li>Full Gigabit Ports&mdash;Take full advantages of broadband speeds up to 1 Gbps.</li> <li>Easy Setup&mdash;Finish your network upgrade in minutes with Tether app</li> <li>Easy and Smart&mdash;Connect a new device&nbsp;to your Wi-Fi without using the password, but your voice</li> </ul> <p><strong>PRODUCT SPECIFICATIONS</strong></p> <table style="width: 600px;"> <tbody> <tr style="height: 45px;"> <td style="height: 45px; width: 224px;">Brand</td> <td style="height: 45px; width: 346px;"> <p class="h1 page-title">TP-Link</p> </td> </tr> <tr style="height: 42px;"> <td style="height: 42px; width: 224px;">Item model number</td> <td style="height: 42px; width: 346px;"> <p>TP-ARCHERAX10</p> </td> </tr> <tr style="height: 59px;"> <td style="height: 59px; width: 224px;">Product Type</td> <td style="height: 59px; width: 346px;"> <p>Router</p> </td> </tr> <tr style="height: 59px;"> <td style="height: 59px; width: 224px;">Standards</td> <td style="height: 59px; width: 346px;"> <p><strong>Wi-Fi 6</strong><br />IEEE 802.11ax/ac/n/a 5 GHz<br />IEEE 802.11n/b/g 2.4 GHz</p> </td> </tr> <tr style="height: 59px;"> <td style="height: 59px; width: 224px;">WiFi Speeds</td> <td style="height: 59px; width: 346px;"><strong>AX1500</strong><br />5 GHz: 1201 Mbps (802.11ax)<br />2.4 GHz: 300 Mbps (802.11n)</td> </tr> <tr style="height: 59px;"> <td style="height: 59px; width: 224px;">WiFi Range</td> <td style="height: 59px; width: 346px;"><strong>3 Bedroom Houses</strong><hr />4&times; Fixed High-Performance Antennas<br />Multiple antennas form a signal-boosting array to cover more directions and large areas<br /><br />Beamforming<br />Concentrates wireless signal strength towards clients to expand WiFi range</td> </tr> <tr style="height: 59px;"> <td style="height: 59px; width: 224px;">WiFi Capacity</td> <td style="height: 59px; width: 346px;"><strong>High</strong><hr />Dual-Band<br />Allocate devices to different bands for optimal performance<br /><br />OFDMA<br />Simultaneously communicates with multiple Wi-Fi 6 clients<br /><br />Airtime Fairness<br />Improves network efficiency by limiting excessive occupation<br /><br />4 Streams<br />Connect your devices to more bandwidth</td> </tr> <tr style="height: 59px;"> <td style="height: 59px; width: 224px;">Working Modes</td> <td style="height: 59px; width: 346px;">Router Mode<br />Access Point Mode</td> </tr> <tr style="height: 59px;"> <td style="height: 59px; width: 224px;">Processor</td> <td style="height: 59px; width: 346px;">1.5 GHz Triple-Core CPU</td> </tr> <tr style="height: 59px;"> <td style="height: 59px; width: 224px;">Ethernet Ports</td> <td style="height: 59px; width: 346px;">1.5 GHz Triple-Core CPU</td> </tr> <tr style="height: 59px;"> <td style="height: 59px; width: 224px;">Power</td> <td style="height: 59px; width: 346px;">12 V ⎓ 1 A</td> </tr> </tbody> </table> | Broadcom 1.5GHz Tri-Core CPU, 5 x Gb Ports, 4 x antennas, Downlink and Uplink OFDMA, Beamforming | 1780 | 2354 | 626 | IN STOCK at EXTERNAL supplier. <br> If ordered before 10AM: <br>DELIVERED next business day (main centres) <br>or 3-5 business days (regional areas or large items)<br> COLLECTION from Geewiz available Same Day (approx 4:30pm) | Miro | 1 | https://miro.co.za/img/p/3/7/2/4/3724.jpg |  | TP-ARCHERAX10 Data Sheet
3 | TP-Link | TP-TAPO-L510E | TP-Link Tapo Smart Wi-Fi Light Bulb | <p><strong>FEATURES</strong></p> <ul> <li><span class="15">Dimmable (Adjust with Ease)&nbsp;</span><span class="15">&ndash;</span>&nbsp;Manage the lighting at your fingertips to create the perfect atmosphere in your home at any time</li> <li>Dimmable (Preset for Convenience)&nbsp;&ndash;&nbsp;Found your favorite lighting for watching movies? Save it as a setting you can simply select for future movie nights</li> <li>Schedule (Set Your Times)&nbsp;&ndash;&nbsp;Create a regular schedule to turn on/off with the brightness you set</li> <li>Schedule (Sunrise and Sunset Modes)&nbsp;&ndash; Automatically activate your light according to your time zone</li> <li>Voice Control&nbsp;&ndash; Mange the lights with your voice commands as Tapo works with Amazon Alexa and Google Assistant</li> <li>Remote Control&nbsp;&ndash; Take your phone out for the pocket and open the Tapo app to control your light remotely</li> <li>Away Mode&nbsp;&ndash;&nbsp;Automatically simulate someone being at home to frighten away unwanted visitors</li> </ul> <p><strong>PRODUCT SPECIFICATIONS</strong></p> <table style="width: 600px;"> <tbody> <tr style="height: 45px;"> <td style="height: 45px; width: 224px;">Brand</td> <td style="height: 45px; width: 346px;"> <p class="h1 page-title">TP-Link</p> </td> </tr> <tr style="height: 42px;"> <td style="height: 42px; width: 224px;">Item model number</td> <td style="height: 42px; width: 346px;"> <p>TP-TAPO-L510E</p> </td> </tr> <tr style="height: 59px;"> <td style="height: 59px; width: 224px;">Product Type</td> <td style="height: 59px; width: 346px;"> <p>Bulb</p> </td> </tr> <tr style="height: 59px;"> <td style="height: 59px; width: 224px;">Wi-Fi Frequency</td> <td style="height: 59px; width: 346px;"> <p>2.4 GHz Wi-Fi</p> </td> </tr> <tr style="height: 59px;"> <td style="height: 59px; width: 224px;">Input</td> <td style="height: 59px; width: 346px;">220&ndash;240 V, 50/60 Hz, 73 mA</td> </tr> <tr style="height: 59px;"> <td style="height: 59px; width: 224px;">Typical Lumen Output</td> <td style="height: 59px; width: 346px;">806 lumens</td> </tr> <tr style="height: 59px;"> <td style="height: 59px; width: 224px;">Input Power (Actual power draw in Watts)</td> <td style="height: 59px; width: 346px;">8.7 W</td> </tr> <tr style="height: 59px;"> <td style="height: 59px; width: 224px;">Color Temperature</td> <td style="height: 59px; width: 346px;">2,700 K</td> </tr> <tr style="height: 59px;"> <td style="height: 59px; width: 224px;">Beam Angle</td> <td style="height: 59px; width: 346px;">220 degrees</td> </tr> <tr style="height: 59px;"> <td style="height: 59px; width: 224px;">Dimmable</td> <td style="height: 59px; width: 346px;">Yes</td> </tr> </tbody> </table> | Dimable, Time Scheduling, 60W Equivalent, E27 Base, 2700K, 220V, 50/60 Hz, 2.4 GHz, Tapo App | 224 | 296 | 83 | IN STOCK at EXTERNAL supplier. <br> If ordered before 10AM: <br>DELIVERED next business day (main centres) <br>or 3-5 business days (regional areas or large items)<br> COLLECTION from Geewiz available Same Day (approx 4:30pm) | Miro | 1 | https://miro.co.za/img/p/3/7/2/7/3727.jpg |  | TP-TAPO-L510E Data Sheet
3 | Siklu | SK-EH1107F-1000-2FT | Siklu K-Band (17GHz) PTP Link FDD 1Gbps 2ft. EXT antenna | <p><strong>FEATURES</strong></p> <p>68cm antenna. 1Gbps FDD INT antenna. 17GHz. PoE Incl. 1G Copper + SFP Eth.</p> <p><strong>PRODUCT SPECIFICATIONS</strong></p> <table style="width: 600px;"> <tbody> <tr style="height: 45px;"> <td style="height: 45px; width: 224px;">Brand</td> <td style="height: 45px; width: 346px;"> <p class="h1 page-title">Siklu</p> </td> </tr> <tr style="height: 42px;"> <td style="height: 42px; width: 224px;">Item model number</td> <td style="height: 42px; width: 346px;"> <p>SK-EH1107F-1000-2FT</p> </td> </tr> <tr style="height: 59px;"> <td style="height: 59px; width: 224px;">Product Type</td> <td style="height: 59px; width: 346px;"> <p>antenna</p> </td> </tr> <tr style="height: 59px;"> <td style="height: 59px; width: 224px;">Frequency range</td> <td style="height: 59px; width: 346px;"> <p>EH-1107F:17.10 &ndash; 17.30 GHz; EH-1104F: 24.00 &ndash; 24.25 GHz</p> </td> </tr> <tr style="height: 59px;"> <td style="height: 59px; width: 224px;">Channel spacing</td> <td style="height: 59px; width: 346px;">3.5, 5, 7, 10, 14, 20, 28, 40, 56, 80, 100, 112 MHz</td> </tr> <tr style="height: 59px;"> <td style="height: 59px; width: 224px;">Channel duplex spacing</td> <td style="height: 59px; width: 346px;">Flexible, min.18 MHz between channel edges</td> </tr> <tr style="height: 59px;"> <td style="height: 59px; width: 224px;">Gross data rate</td> <td style="height: 59px; width: 346px;">2.7 &ndash; 1002 Mbps</td> </tr> <tr style="height: 59px;"> <td style="height: 59px; width: 224px;">RF Output power</td> <td style="height: 59px; width: 346px;">-30 to +10 dBm</td> </tr> <tr style="height: 59px;"> <td style="height: 59px; width: 224px;">Primary power</td> <td style="height: 59px; width: 346px;">PoE active 37 &ndash; 60 VDC, IEEE 802.3at; PoE passive 20 &ndash; 60 VDC; DC20 &ndash; 60 VDC; floating ( with EH-PoE-DC-adaptor)</td> </tr> <tr style="height: 59px;"> <td style="height: 59px; width: 224px;">Power consumption</td> <td style="height: 59px; width: 346px;">typ. 22.5W (w/o SFP)</td> </tr> </tbody> </table> | 68cm antenna. 1Gbps FDD INT antenna. 17GHz. PoE Incl. 1G Copper + SFP Eth. | 137945 | 182432 | 1032 | IN STOCK at EXTERNAL supplier. <br> If ordered before 10AM: <br>DELIVERED next business day (main centres) <br>or 3-5 business days (regional areas or large items)<br> COLLECTION from Geewiz available Same Day (approx 4:30pm) | Miro | 1 | https://miro.co.za/img/p/3/7/6/6/3766.jpg | https://miro.co.za/index.php?controller=attachment&id_attachment=3987 | SK-EH1107F-1000-2FT Data Sheet
3 | Siklu | ZSK-EH8000-EXTENDMM | SIKLU EtherHaul ExtendMM Back-up Link Feature License for 8000 series ODU | <p><strong>FEATURES</strong></p> <p>The E-Band spectrum is well suited for multi gigabit capacity applications with rain being the principal impediment affecting range. While light rain affects link performance marginally, heavy rain can degrade link performance significantly. The greater the distance of the link, the greater the degree of attenuation. Leveraging inexpensive lower capacity, less sensitive frequency bands such as 5GHz solutions and combining them with the EH2500FX link delivers the best of both technologies - high capacity and long range, at an unbeatable $/Gb.&nbsp;</p> <p><strong>PRODUCT SPECIFICATIONS</strong></p> <table style="width: 600px;"> <tbody> <tr style="height: 45px;"> <td style="height: 45px; width: 224px;">Brand</td> <td style="height: 45px; width: 346px;"> <p class="h1 page-title">Siklu</p> </td> </tr> <tr style="height: 42px;"> <td style="height: 42px; width: 224px;">Item model number</td> <td style="height: 42px; width: 346px;"> <p>ZSK-EH8000-EXTENDMM</p> </td> </tr> <tr style="height: 59px;"> <td style="height: 59px; width: 224px;">Product Type</td> <td style="height: 59px; width: 346px;"> <p>License</p> </td> </tr> </tbody> </table> | SIKLU EtherHaul ExtendMM Back-up Link Feature License for 8000 series ODU | 4132 | 5465 | 77 | IN STOCK at EXTERNAL supplier. <br> If ordered before 10AM: <br>DELIVERED next business day (main centres) <br>or 3-5 business days (regional areas or large items)<br> COLLECTION from Geewiz available Same Day (approx 4:30pm) | Miro | 1 | https://miro.co.za/img/p/3/7/2/8/3728.jpg |  | ZSK-EH8000-EXTENDMM Data Sheet
3 | Siklu | ZSK-EH8010-INT-5000 | SIKLU Initial Capacity 5000 Mbps (5Gbps) for Etherhaul 8010FX | <p><strong>FEATURES</strong></p> <p>Upgradable to 10Gbps</p> <p><strong>PRODUCT SPECIFICATIONS</strong></p> <table style="width: 600px;"> <tbody> <tr style="height: 45px;"> <td style="height: 45px; width: 224px;">Brand</td> <td style="height: 45px; width: 346px;"> <p class="h1 page-title">Siklu</p> </td> </tr> <tr style="height: 42px;"> <td style="height: 42px; width: 224px;">Item model number</td> <td style="height: 42px; width: 346px;"> <p>ZSK-EH8010-INT-5000</p> </td> </tr> <tr style="height: 59px;"> <td style="height: 59px; width: 224px;">Product Type</td> <td style="height: 59px; width: 346px;"> <p>Initial Capacity</p> </td> </tr> </tbody> </table> | Upgradable to 10Gbps | 11705 | 15480 | 77 | IN STOCK at EXTERNAL supplier. <br> If ordered before 10AM: <br>DELIVERED next business day (main centres) <br>or 3-5 business days (regional areas or large items)<br> COLLECTION from Geewiz available Same Day (approx 4:30pm) | Miro | 1 | https://miro.co.za/img/p/3/7/2/9/3729.jpg |  | ZSK-EH8010-INT-5000 Data Sheet
3 | LigoWave | LW-DLBMACH5AC | LigoWave DLB Mach 5 AC Radio with 23dBi Integrated Antenna | <p><strong>FEATURES</strong></p> <p>500+ Mbps throughput - a result of powerful hardware platform with 802.11ac technology based radio and a proprietary data transmission protocol (iPoll). Incorporating a QCA 9557 CPU (720 MHz), a QCA 9882 radio and 128 MBytes of RAM and 128 MBytes of flash memory, the LigoDLB MACH 5ac series devices are an ideal solution for capacity demanding applications. State of the art RF design with great output power and sensitivity parameters improve range and capacity over highest the modulation - 256 QAM. The 48V (802.3af compliant) Gigabit Ethernet port allows utilizing the full capacity of the radio when used in a point-to-point or point-to-multipoint network design. LigoDLB ac series devices are backwards compatible with LigoDLB devices using iPoll mode, which helps to expand or upgrade existing networks using the latest technologies over time.</p> <p><strong>PRODUCT SPECIFICATIONS</strong></p> <table style="width: 600px;"> <tbody> <tr style="height: 45px;"> <td style="height: 45px; width: 224px;">Brand</td> <td style="height: 45px; width: 346px;"> <p class="h1 page-title">LigoWave</p> </td> </tr> <tr style="height: 42px;"> <td style="height: 42px; width: 224px;">Item model number</td> <td style="height: 42px; width: 346px;"> <p>LW-DLBMACH5AC</p> </td> </tr> <tr style="height: 59px;"> <td style="height: 59px; width: 224px;">Product Type</td> <td style="height: 59px; width: 346px;"> <p>Antenna</p> </td> </tr> <tr style="height: 59px;"> <td style="height: 59px; width: 224px;">WLAN standard</td> <td style="height: 59px; width: 346px;"> <p>IEEE 802.11 a/n/ac, iPoll 3</p> </td> </tr> <tr style="height: 59px;"> <td style="height: 59px; width: 224px;">Radio mode</td> <td style="height: 59px; width: 346px;">MIMO 2x2</td> </tr> <tr style="height: 59px;"> <td style="height: 59px; width: 224px;">Radio frequency band</td> <td style="height: 59px; width: 346px;">5.150 - 5.850 GHz (FCC 5.150 - 5.250 and 5.725 - 5.850 GHz)</td> </tr> <tr style="height: 59px;"> <td style="height: 59px; width: 224px;">Transmit power</td> <td style="height: 59px; width: 346px;">Up to 30 dBm (country dependent)</td> </tr> <tr style="height: 59px;"> <td style="height: 59px; width: 224px;">Channel size</td> <td style="height: 59px; width: 346px;">5, 10, 20, 40, 80 MHz</td> </tr> <tr style="height: 59px;"> <td style="height: 59px; width: 224px;">Antenna&nbsp;Type</td> <td style="height: 59px; width: 346px;">Integrated dual-polarized directional panel antenna</td> </tr> <tr style="height: 59px;"> <td style="height: 59px; width: 224px;">Gain</td> <td style="height: 59px; width: 346px;">23 dBi</td> </tr> <tr style="height: 59px;"> <td style="height: 59px; width: 224px;">Power input method, voltage</td> <td style="height: 59px; width: 346px;">PoE 802.3at, isolated 42 - 57 VDC (PoE inserter and AC/DC adapter are included)</td> </tr> <tr style="height: 59px;"> <td style="height: 59px; width: 224px;">Power consumption (max)</td> <td style="height: 59px; width: 346px;">8.6 W</td> </tr> <tr style="height: 59px;"> <td style="height: 59px; width: 224px;">Power output method, voltage</td> <td style="height: 59px; width: 346px;">PoE 802.3af, 48 VDC, 12.95W maximum</td> </tr> </tbody> </table> | 5GHz, 500Mbps, 29dBm, 23dBi, IP67, POE Incl. | 5456 | 7216 | 1032 | IN STOCK at EXTERNAL supplier. <br> If ordered before 10AM: <br>DELIVERED next business day (main centres) <br>or 3-5 business days (regional areas or large items)<br> COLLECTION from Geewiz available Same Day (approx 4:30pm) | Miro | 1 | https://miro.co.za/img/p/3/7/3/0/3730.jpg |  | LW-DLBMACH5AC Data Sheet
3 | Mimosa | MIM-C5C | Mimosa 4.9-6.4 GHz PTP/PTMP connectorised radio, 2x2:2 MIMO | <p><strong>FEATURES</strong></p> <p>The Mimosa C5c is a flexible connectorized client radio solution for accommodating short and long range PTP and PIMP, as well as custom antenna solutions. Incorporating unique support for Mimosas SRS technology, the C5c enables the fastest speeds and is the most scalable wireless access solution available today. The C5c is ideal for professionally-installed rural Fixed Wireless and long range applications for point-to-point backhaul links. </p> <p><strong>PRODUCT SPECIFICATIONS</strong></p> <table style="width: 600px;"> <tbody> <tr style="height: 45px;"> <td style="height: 45px; width: 224px;">Brand</td> <td style="height: 45px; width: 346px;"> <p class="h1 page-title">Mimosa</p> </td> </tr> <tr style="height: 42px;"> <td style="height: 42px; width: 224px;">Item model number</td> <td style="height: 42px; width: 346px;"> <p>MIM-C5C</p> </td> </tr> <tr style="height: 59px;"> <td style="height: 59px; width: 224px;">Product Type</td> <td style="height: 59px; width: 346px;"> <p>connectorised radio</p> </td> </tr> <tr style="height: 59px;"> <td style="height: 59px; width: 224px;">Max Throughput</td> <td style="height: 59px; width: 346px;"> <p>PTP/PTMP: 700 Mbps IP (866 Mbps PHY)</p> </td> </tr> <tr style="height: 59px;"> <td style="height: 59px; width: 224px;">Wireless Protocols</td> <td style="height: 59px; width: 346px;">WiFi Interop<br />Mimosa SRS</td> </tr> <tr style="height: 59px;"> <td style="height: 59px; width: 224px;">Modes</td> <td style="height: 59px; width: 346px;">PTMP Client<br />PTP Backhaul</td> </tr> <tr style="height: 59px;"> <td style="height: 59px; width: 224px;">Frequency Range</td> <td style="height: 59px; width: 346px;">PTMP: 4900-6400 MHz***<br />PTP: 4900-6400 MHz<br />Restricted by country of operation<br />*new* US/FCC 5600-5650 MHz support<br />FCC DFS (U-NII-2a, U-NII-2c) availability pending certification</td> </tr> <tr style="height: 59px;"> <td style="height: 59px; width: 224px;">Max Output Power</td> <td style="height: 59px; width: 346px;">27 dBm</td> </tr> <tr style="height: 59px;"> <td style="height: 59px; width: 224px;">Max Power Consumption</td> <td style="height: 59px; width: 346px;">9.2 W</td> </tr> <tr style="height: 59px;"> <td style="height: 59px; width: 224px;">System Power Method</td> <td style="height: 59px; width: 346px;">Passive PoE (24-56 VDC)</td> </tr> <tr style="height: 59px;"> <td style="height: 59px; width: 224px;">Gigabit Ethernet</td> <td style="height: 59px; width: 346px;">10/100/1000-BASE-T</td> </tr> </tbody> </table> | Uses any 3rd party dual polarization antenna, 700Mbps, 2 x RP-SMA, PoE not included | 2324 | 3073 | 628 | IN STOCK at EXTERNAL supplier. <br> If ordered before 10AM: <br>DELIVERED next business day (main centres) <br>or 3-5 business days (regional areas or large items)<br> COLLECTION from Geewiz available Same Day (approx 4:30pm) | Miro | 1 | https://miro.co.za/img/p/3/7/5/1/3751.jpg |  | MIM-C5C Data Sheet
3 | Siklu | SK-EH1200FX-1000-DB | Siklu E-Band (80GHz) PTP link FDD 1Gbps. 2ft EXT Dual-Band antenna w/ 5GHz feed | <p><strong>FEATURES</strong></p> <p>The EtherHaul-1200 series delivers carrier-grade ultra high capacity wireless point-to. point Ethernet. With up to 1000Mbps full.duplex over the uncongested 71-76/81.86GHz spectrum, the EH-1200 provides service providers and businesses around the world with an affordable, advanced wireless solution that is easy to install and maintain.&nbsp;</p> <p><strong>PRODUCT SPECIFICATIONS</strong></p> <table style="width: 600px;"> <tbody> <tr style="height: 45px;"> <td style="height: 45px; width: 228px;">Brand</td> <td style="height: 45px; width: 342px;"> <p class="h1 page-title">Siklu</p> </td> </tr> <tr style="height: 42px;"> <td style="height: 42px; width: 228px;">Item model number</td> <td style="height: 42px; width: 342px;"> <p>SK-EH1200FX-1000-DB</p> </td> </tr> <tr style="height: 59px;"> <td style="height: 59px; width: 228px;">Product Type</td> <td style="height: 59px; width: 342px;"> <p>antenna</p> </td> </tr> </tbody> </table> | 2ft antenna. 1Gbps FDD. RP-SMA(M) connector for ANY 5.xGHz radio - Req 2 x SK-EH-BLF | 88959 | 117648 | 628 | IN STOCK at EXTERNAL supplier. <br> If ordered before 10AM: <br>DELIVERED next business day (main centres) <br>or 3-5 business days (regional areas or large items)<br> COLLECTION from Geewiz available Same Day (approx 4:30pm) | Miro | 1 | https://miro.co.za/img/p/3/7/3/1/3731.jpg |  | SK-EH1200FX-1000-DB Data Sheet
3 | Radwin | RW-5S010-35-INT-0 | RADWIN 5000 CPE 3.5GHz 10Mbps - Integrated | <p><strong>FEATURES</strong></p> <p>RADWIN 5510 3.5GHz Subscriber Unit, 10Mbps, 23d Bi High Gain Int Antenna. Excludes POE. </p> <p><strong>PRODUCT SPECIFICATIONS</strong></p> <table style="width: 600px;"> <tbody> <tr style="height: 45px;"> <td style="height: 45px; width: 228px;">Brand</td> <td style="height: 45px; width: 342px;"> <p class="h1 page-title">Radwin</p> </td> </tr> <tr style="height: 42px;"> <td style="height: 42px; width: 228px;">Item model number</td> <td style="height: 42px; width: 342px;"> <p>RW-5S010-35-INT-0</p> </td> </tr> <tr style="height: 59px;"> <td style="height: 59px; width: 228px;">Product Type</td> <td style="height: 59px; width: 342px;"> <p>CPE</p> </td> </tr> <tr style="height: 59px;"> <td style="height: 59px; width: 228px;">ODU Dimensions</td> <td style="height: 59px; width: 342px;"> <p>37(w) x 37(h) x 11(d) cm</p> </td> </tr> <tr style="height: 59px;"> <td style="height: 59px; width: 228px;">ODU Weight&nbsp;</td> <td style="height: 59px; width: 342px;">3.6 kg / 7.94 lbs&nbsp;</td> </tr> <tr style="height: 59px;"> <td style="height: 59px; width: 228px;">Power Feeding</td> <td style="height: 59px; width: 342px;">Power provided over ODU-IDU cable&nbsp;</td> </tr> </tbody> </table> | 10Mbps Aggregate, 20dBi Integrated Antenna, Upgadable to 100Mbps, Requires POE-55V-H | 12060 | 15949 | 628 | IN STOCK at EXTERNAL supplier. <br> If ordered before 10AM: <br>DELIVERED next business day (main centres) <br>or 3-5 business days (regional areas or large items)<br> COLLECTION from Geewiz available Same Day (approx 4:30pm) | Miro | 1 | https://miro.co.za/img/p/3/7/5/2/3752.jpg |  | RW-5S010-35-INT-0 Data Sheet
3 | Cambium | CB-CORE-CNPULSE | Cambium Sync Generator with CambiumSYNC | <p><strong>FEATURES</strong></p> <p>TDD Synchronization is critical for deploying dense scalable wireless networks, whether in a PTP or PMP topology. One typical source for synchronization is the GPS satellite signal which carries a precise one pulse per second (1PPS) clock. Using this clock, PMP and PTP networks can synchronize the start and stop time of all transmissions. By synchronizing the transmit and receive signals, each AP or Access Point isn&rsquo;t transmitting while its neighbor is receiving, thereby reducing self-interference, increasing spectral efficiency and enabling much denser network deployments.</p> <p>cnPulse is the latest GPS synchronization generation device designed specifically for Cambium Networks PMP and PTP radios. The cnPulse module is IP67 (weather proof and supports a wide temperature range for rugged environments. The GPS receiver is highly reliable and supports both GPS and GNSS signals. cnPulse gets its power from the ODU AUX port in mode 1 or from the CAT-5 drop cable in mode 2 so no external power supply is required. There are no configuration or software settings required.</p> <p><strong>PRODUCT SPECIFICATIONS</strong></p> <table style="width: 600px;"> <tbody> <tr style="height: 45px;"> <td style="height: 45px; width: 228px;">Brand</td> <td style="height: 45px; width: 342px;"> <p class="h1 page-title">Cambium</p> </td> </tr> <tr style="height: 42px;"> <td style="height: 42px; width: 228px;">Item model number</td> <td style="height: 42px; width: 342px;"> <p>CB-CORE-CNPULSE</p> </td> </tr> <tr style="height: 59px;"> <td style="height: 59px; width: 228px;">Product Type</td> <td style="height: 59px; width: 342px;"> <p>Sync Generator</p> </td> </tr> <tr style="height: 59px;"> <td style="height: 59px; width: 228px;">CambiumSYNC mode</td> <td style="height: 59px; width: 342px;"> <p>PMP 450i, PTP 450i, PMP 450m, PTP 550, ePMP 3000</p> </td> </tr> <tr style="height: 59px;"> <td style="height: 59px; width: 228px;">Aux Serial mode</td> <td style="height: 59px; width: 342px;">CMM5, PMP 450m, PMP 450i, PTP 450i</td> </tr> <tr style="height: 59px;"> <td style="height: 59px; width: 228px;">Tracking Channels</td> <td style="height: 59px; width: 342px;">33 tracking/ 99 acquisition-channel GPS +GLONASS receiver</td> </tr> <tr style="height: 59px;"> <td style="height: 59px; width: 228px;">Update Rate</td> <td style="height: 59px; width: 342px;">1 Hz (NMEA)</td> </tr> <tr style="height: 59px;"> <td style="height: 59px; width: 228px;">Timing Accuracy</td> <td style="height: 59px; width: 342px;">&plusmn;20ns RMS</td> </tr> <tr style="height: 59px;"> <td style="height: 59px; width: 228px;">Position Accuracy</td> <td style="height: 59px; width: 342px;">3 meter</td> </tr> <tr style="height: 59px;"> <td style="height: 59px; width: 228px;">Communication Standard</td> <td style="height: 59px; width: 342px;">NMEA &ndash; 0183</td> </tr> <tr style="height: 59px;"> <td style="height: 59px; width: 228px;">Interface technology</td> <td style="height: 59px; width: 342px;">1 PPS, Tx GPS Location Data (Serial 8/N/1 9600 bps)</td> </tr> <tr style="height: 59px;"> <td style="height: 59px; width: 228px;">Acquisition</td> <td style="height: 59px; width: 342px;">-148 dBm</td> </tr> <tr style="height: 59px;"> <td style="height: 59px; width: 228px;">Tracking</td> <td style="height: 59px; width: 342px;">-165 dBm</td> </tr> </tbody> </table> | cnPulse gets it power from the ODU AUX port in mode 1 or from the CAT-5 drop cable in mode 2 | 4842 | 6404 | 628 | IN STOCK at EXTERNAL supplier. <br> If ordered before 10AM: <br>DELIVERED next business day (main centres) <br>or 3-5 business days (regional areas or large items)<br> COLLECTION from Geewiz available Same Day (approx 4:30pm) | Miro | 1 | https://miro.co.za/img/p/3/7/5/3/3753.jpg |  | CB-CORE-CNPULSE Data Sheet
3 | Cambium | CB-CORE-LITE-KEY | Cambium PMP 450i Lite AP Upgrade Key | <p><strong>FEATURES</strong></p> <p>Cambium Networks industry-leading 450 platform includes the all new PMP 450i and PTP 450i radios. The 450i product platform is the most scalable industrial-grade wireless broadband solution available.</p> <p>Ultra-wide band radios support the entire band, whether in 5 GHz or 3 GHz. Advanced radio design improves transmit power and increases receive sensitivity.</p> <p>Dynamic Interference Filtering to provide industry leading noise isolation for improved performance</p> <p>Updated FPGA and SoC architecture triples the processing power compared to PMP 450</p> <p><strong>PRODUCT SPECIFICATIONS</strong></p> <table style="width: 600px;"> <tbody> <tr style="height: 45px;"> <td style="height: 45px; width: 228px;">Brand</td> <td style="height: 45px; width: 342px;"> <p class="h1 page-title">Cambium</p> </td> </tr> <tr style="height: 42px;"> <td style="height: 42px; width: 228px;">Item model number</td> <td style="height: 42px; width: 342px;"> <p>CB-CORE-LITE-KEY</p> </td> </tr> <tr style="height: 59px;"> <td style="height: 59px; width: 228px;">Product Type</td> <td style="height: 59px; width: 342px;"> <p>AP Upgrade Key</p> </td> </tr> <tr style="height: 59px;"> <td style="height: 59px; width: 228px;">MAC (Media Access Control) Layer</td> <td style="height: 59px; width: 342px;"> <p>Cambium Networks proprietary</p> </td> </tr> <tr style="height: 59px;"> <td style="height: 59px; width: 228px;">Physical Layer</td> <td style="height: 59px; width: 342px;">2x2 MIMO OFDM</td> </tr> <tr style="height: 59px;"> <td style="height: 59px; width: 228px;">Ethernet Interface</td> <td style="height: 59px; width: 342px;">100/1000BaseT, full duplex, rate auto negotiated (802.3 compliant)</td> </tr> <tr style="height: 59px;"> <td style="height: 59px; width: 228px;">Maximum Deployment Range</td> <td style="height: 59px; width: 342px;">Up to 40 miles (64 km)</td> </tr> <tr style="height: 59px;"> <td style="height: 59px; width: 228px;">Latency</td> <td style="height: 59px; width: 342px;">3 - 5 ms, typical</td> </tr> <tr style="height: 59px;"> <td style="height: 59px; width: 228px;">GPS Synchroization</td> <td style="height: 59px; width: 342px;">Yes, via Autosync (CMM5 or UGPS)</td> </tr> </tbody> </table> | Upgrade to 120 Subscribers | 28009 | 37042 | 77 | IN STOCK at EXTERNAL supplier. <br> If ordered before 10AM: <br>DELIVERED next business day (main centres) <br>or 3-5 business days (regional areas or large items)<br> COLLECTION from Geewiz available Same Day (approx 4:30pm) | Miro | 1 | https://miro.co.za/img/p/3/7/5/4/3754.jpg |  | CB-CORE-LITE-KEY Data Sheet
3 | Radwin | RW-5JA500-54-INT | RADWIN 5000 JET-Air Base station 5GHz 500Mbps | <p><strong>FEATURES</strong></p> <p>500Mbps Aggregate, 20dBi Smart Beamforming Antenna, Up to 64 Subscriber Units, requires CT-POE-48V</p> <p><strong>PRODUCT SPECIFICATIONS</strong></p> <table style="width: 600px;"> <tbody> <tr style="height: 45px;"> <td style="height: 45px; width: 228px;">Brand</td> <td style="height: 45px; width: 342px;"> <p class="h1 page-title">Radwin</p> </td> </tr> <tr style="height: 42px;"> <td style="height: 42px; width: 228px;">Item model number</td> <td style="height: 42px; width: 342px;"> <p>RW-5JA500-54-INT</p> </td> </tr> <tr style="height: 59px;"> <td style="height: 59px; width: 228px;">Product Type</td> <td style="height: 59px; width: 342px;"> <p>Base station</p> </td> </tr> <tr style="height: 59px;"> <td style="height: 59px; width: 228px;">Architecture</td> <td style="height: 59px; width: 342px;"> <p>Outdoor Unit with a smart beamforming integrated antenna with embedded GPS</p> </td> </tr> <tr style="height: 59px;"> <td style="height: 59px; width: 228px;">PoE to ODU Interface</td> <td style="height: 59px; width: 342px;">Outdoor CAT-5e; Maximum cable length: 100m for 10/100BaseT and 75m for 1000BaseT</td> </tr> <tr style="height: 59px;"> <td style="height: 59px; width: 228px;">Max Capacity</td> <td style="height: 59px; width: 342px;">500 Mbps net aggregate throughput</td> </tr> <tr style="height: 59px;"> <td style="height: 59px; width: 228px;">Subscriber Units support</td> <td style="height: 59px; width: 342px;">Up to 64 subscriber units</td> </tr> <tr style="height: 59px;"> <td style="height: 59px; width: 228px;">Channel Bandwidth</td> <td style="height: 59px; width: 342px;">Configurable: 10, 20, 40, 80 MHz (for the default band)</td> </tr> <tr style="height: 59px;"> <td style="height: 59px; width: 228px;">Modulation</td> <td style="height: 59px; width: 342px;">MIMO-OFDM (BPSK/QPSK/16QAM/64QAM/256QAM)</td> </tr> <tr style="height: 59px;"> <td style="height: 59px; width: 228px;">Max Tx Power</td> <td style="height: 59px; width: 342px;">25 dBm</td> </tr> <tr style="height: 59px;"> <td style="height: 59px; width: 228px;">Error Correction</td> <td style="height: 59px; width: 342px;">FEC k = 1/2, 2/3, 3/4, 5/6</td> </tr> <tr style="height: 59px;"> <td style="height: 59px; width: 228px;">Power Feeding</td> <td style="height: 59px; width: 342px;">Power provided over ODU-IDU cable</td> </tr> <tr style="height: 59px;"> <td style="height: 59px; width: 228px;">Power Consumption</td> <td style="height: 59px; width: 342px;">&lt;30W</td> </tr> </tbody> </table> | 500Mbps Aggregate, 20dBi Smart Beamforming Antenna, Up to 64 Subscriber Units, requires CT-POE-48V | 41196 | 54482 | 77 | IN STOCK at EXTERNAL supplier. <br> If ordered before 10AM: <br>DELIVERED next business day (main centres) <br>or 3-5 business days (regional areas or large items)<br> COLLECTION from Geewiz available Same Day (approx 4:30pm) | Miro | 1 | https://miro.co.za/img/p/3/7/5/5/3755.jpg |  | RW-5JA500-54-INT Data Sheet
3 | Radwin | RW-5SUP-500-EMB | RADWIN 5000 5GHz Subscriber - 500Mbps Aggregate, Embedded | <p><strong>FEATURES</strong></p> <p>Excludes PoE - 2 x SMA(F) Straight for ext.</p> <p><strong>PRODUCT SPECIFICATIONS</strong></p> <table style="width: 600px;"> <tbody> <tr style="height: 45px;"> <td style="height: 45px; width: 228px;">Brand</td> <td style="height: 45px; width: 342px;"> <p class="h1 page-title">Radwin</p> </td> </tr> <tr style="height: 42px;"> <td style="height: 42px; width: 228px;">Item model number</td> <td style="height: 42px; width: 342px;"> <p>RW-5SUP-500-EMB</p> </td> </tr> <tr style="height: 59px;"> <td style="height: 59px; width: 228px;">Product Type</td> <td style="height: 59px; width: 342px;"> <p>Subscriber</p> </td> </tr> <tr style="height: 59px;"> <td style="height: 59px; width: 228px;">Architecture</td> <td style="height: 59px; width: 342px;"> <p>Outdoor Unit with an embedded antenna and connectorized for external antenna (2 x SMA)</p> </td> </tr> <tr style="height: 59px;"> <td style="height: 59px; width: 228px;">PoE to ODU Interface</td> <td style="height: 59px; width: 342px;">Outdoor CAT-5e; Maximum cable length: 100m for 10/100BaseT and 75m for 1000BaseT</td> </tr> <tr style="height: 59px;"> <td style="height: 59px; width: 228px;">Max Capacity</td> <td style="height: 59px; width: 342px;">500 Mbps net aggregate throughput</td> </tr> <tr style="height: 59px;"> <td style="height: 59px; width: 228px;">Range</td> <td style="height: 59px; width: 342px;">Up to 40 km / 25 miles</td> </tr> <tr style="height: 59px;"> <td style="height: 59px; width: 228px;">Channel Bandwidth</td> <td style="height: 59px; width: 342px;">Configurable: 10, 20, 40, 80 MHz (for the default band)</td> </tr> <tr style="height: 59px;"> <td style="height: 59px; width: 228px;">Modulation</td> <td style="height: 59px; width: 342px;">MIMO-OFDM (BPSK/QPSK/16QAM/64QAM/256QAM)</td> </tr> <tr style="height: 59px;"> <td style="height: 59px; width: 228px;">Max Tx Power</td> <td style="height: 59px; width: 342px;">24 dBm</td> </tr> <tr style="height: 59px;"> <td style="height: 59px; width: 228px;">Power Feeding</td> <td style="height: 59px; width: 342px;">Power provided over ODU-IDU cable</td> </tr> <tr style="height: 59px;"> <td style="height: 59px; width: 228px;">Power Consumption</td> <td style="height: 59px; width: 342px;">&lt;13W</td> </tr> </tbody> </table> | Excludes PoE - 2 x SMA(F) Straight for ext. | 12992 | 17182 | 77 | IN STOCK at EXTERNAL supplier. <br> If ordered before 10AM: <br>DELIVERED next business day (main centres) <br>or 3-5 business days (regional areas or large items)<br> COLLECTION from Geewiz available Same Day (approx 4:30pm) | Miro | 1 | https://miro.co.za/img/p/3/7/5/6/3756.jpg |  | RW-5SUP-500-EMB Data Sheet
3 | Radwin | RW-PROMO-4 | Radwin 5000 Jet-Air 250Mbps Base Station + FREE upgrade to 500Mbps | <p><strong>FEATURES</strong></p> <p>Radwin 5000 Jet-Air 250Mbps Base Station + FREE upgrade to 500Mbps</p> <p><strong>PRODUCT SPECIFICATIONS</strong></p> <table style="width: 600px;"> <tbody> <tr style="height: 45px;"> <td style="height: 45px; width: 228px;">Brand</td> <td style="height: 45px; width: 342px;"> <p class="h1 page-title">Radwin</p> </td> </tr> <tr style="height: 42px;"> <td style="height: 42px; width: 228px;">Item model number</td> <td style="height: 42px; width: 342px;"> <p>RW-PROMO-4</p> </td> </tr> <tr style="height: 59px;"> <td style="height: 59px; width: 228px;">Product Type</td> <td style="height: 59px; width: 342px;"> <p>Base Station</p> </td> </tr> </tbody> </table> | RADWIN 5000 JET-Air Base station 5GHz 250Mbps + upgrade license from 250Mbps to 500Mbps | 36001 | 47611 | 628 | IN STOCK at EXTERNAL supplier. <br> If ordered before 10AM: <br>DELIVERED next business day (main centres) <br>or 3-5 business days (regional areas or large items)<br> COLLECTION from Geewiz available Same Day (approx 4:30pm) | Miro | 1 | https://miro.co.za/img/p/3/7/3/5/3735.jpg |  | RW-PROMO-4 Data Sheet
3 | Radwin | RW-POE-5000 | Radwin 56VDC PoE injector | <p><strong>FEATURES</strong></p> <p>Radwin 56VDC PoE injector for 5000 subscriber range&nbsp;</p> <p><strong>PRODUCT SPECIFICATIONS</strong></p> <table style="width: 600px;"> <tbody> <tr style="height: 45px;"> <td style="height: 45px; width: 228px;">Brand</td> <td style="height: 45px; width: 342px;"> <p class="h1 page-title">Radwin</p> </td> </tr> <tr style="height: 42px;"> <td style="height: 42px; width: 228px;">Item model number</td> <td style="height: 42px; width: 342px;"> <p>RW-POE-5000</p> </td> </tr> <tr style="height: 59px;"> <td style="height: 59px; width: 228px;">Product Type</td> <td style="height: 59px; width: 342px;"> <p>PoE injector</p> </td> </tr> <tr style="height: 59px;"> <td style="height: 59px; width: 228px;">Input Voltage</td> <td style="height: 59px; width: 342px;"> <p>100-240VAC nominal range. 90-264VAC max range.</p> </td> </tr> <tr style="height: 59px;"> <td style="height: 59px; width: 228px;">Input Frequency</td> <td style="height: 59px; width: 342px;">47Hz to 63Hz&nbsp;</td> </tr> <tr style="height: 59px;"> <td style="height: 59px; width: 228px;">Input Current&nbsp;</td> <td style="height: 59px; width: 342px;">2.0A (rms) 115VAC at Max. load, 1.2A (rms) 230VAC at Max. load</td> </tr> <tr style="height: 59px;"> <td style="height: 59px; width: 228px;">PoE/ODU output</td> <td style="height: 59px; width: 342px;">RJ45 GBE</td> </tr> <tr style="height: 59px;"> <td style="height: 59px; width: 228px;">Ethernet input&nbsp;</td> <td style="height: 59px; width: 342px;">RJ45 GBE</td> </tr> <tr style="height: 59px;"> <td style="height: 59px; width: 228px;">Power cable</td> <td style="height: 59px; width: 342px;">IEC320 inlet 04 3 pin&nbsp;</td> </tr> </tbody> </table> | For 5000 subscriber range | 1319 | 1744 | 1061 | IN STOCK at EXTERNAL supplier. <br> If ordered before 10AM: <br>DELIVERED next business day (main centres) <br>or 3-5 business days (regional areas or large items)<br> COLLECTION from Geewiz available Same Day (approx 4:30pm) | Miro | 1 | https://miro.co.za/img/p/3/7/5/7/3757.jpg |  | RW-POE-5000 Data Sheet
3 | Radwin | RW-NMS-BASIC | RADWIN WINManage NMS Basic package, supporting 50 managed devices | <p><strong>FEATURES</strong></p> <p>RADWIN WINManage NMS Basic package, supporting 50 managed devices</p> <p><strong>PRODUCT SPECIFICATIONS</strong></p> <table style="width: 600px;"> <tbody> <tr style="height: 45px;"> <td style="height: 45px; width: 228px;">Brand</td> <td style="height: 45px; width: 342px;"> <p class="h1 page-title">Radwin</p> </td> </tr> <tr style="height: 42px;"> <td style="height: 42px; width: 228px;">Item model number</td> <td style="height: 42px; width: 342px;"> <p>RW-NMS-BASIC</p> </td> </tr> <tr style="height: 59px;"> <td style="height: 59px; width: 228px;">Product Type</td> <td style="height: 59px; width: 342px;"> <p>Basic package</p> </td> </tr> </tbody> </table> | RADWIN WINManage NMS Basic package, supporting 50 managed devices | 7626 | 10085 | 645 | IN STOCK at EXTERNAL supplier. <br> If ordered before 10AM: <br>DELIVERED next business day (main centres) <br>or 3-5 business days (regional areas or large items)<br> COLLECTION from Geewiz available Same Day (approx 4:30pm) | Miro | 1 | https://miro.co.za/img/p/3/7/5/8/3758.jpg |  | RW-NMS-BASIC Data Sheet
3 | Ubiquiti | UBAM-GBE-60 | Ubiquiti airMAX - GigaBeam | <p><strong>FEATURES</strong></p> <p>Ubiquiti's GBE-60 is a 60GHz radio designed for low-interference and high-throughput connectivity. It includes a 56Hz radio for failover. On the 60GHz band, the GigaBeam supports full bandwidth use of 2.166Hz and up to 1+ Gbps with low latency. The dedicated 2.4GHz management radio allows for easy setup via Wi-Fi.</p> <p><strong>PRODUCT SPECIFICATIONS</strong></p> <table style="width: 600px;"> <tbody> <tr style="height: 45px;"> <td style="height: 45px; width: 228px;">Brand</td> <td style="height: 45px; width: 342px;"> <p class="h1 page-title">Ubiquiti</p> </td> </tr> <tr style="height: 42px;"> <td style="height: 42px; width: 228px;">Item model number</td> <td style="height: 42px; width: 342px;"> <p>UBAM-GBE-60</p> </td> </tr> <tr style="height: 59px;"> <td style="height: 59px; width: 228px;">Product Type</td> <td style="height: 59px; width: 342px;"> <p>GigaBeam</p> </td> </tr> <tr style="height: 59px;"> <td style="height: 59px; width: 228px;">Antenna Gain</td> <td style="height: 59px; width: 342px;"> <p>60GHz 17.2dBi 5.86Hz: 10dBi&nbsp;</p> </td> </tr> <tr style="height: 59px;"> <td style="height: 59px; width: 228px;">Data Rate</td> <td style="height: 59px; width: 342px;">60GHz Up to 1Gbps, 5.86Hz: 867Mbps</td> </tr> <tr style="height: 59px;"> <td style="height: 59px; width: 228px;">Ethernet Ports</td> <td style="height: 59px; width: 342px;">10/100/1000&nbsp;</td> </tr> <tr style="height: 59px;"> <td style="height: 59px; width: 228px;">Hardware Button&nbsp;</td> <td style="height: 59px; width: 342px;">Reset&nbsp;</td> </tr> <tr style="height: 59px;"> <td style="height: 59px; width: 228px;">Interfaces&nbsp;</td> <td style="height: 59px; width: 342px;">1&nbsp;</td> </tr> <tr style="height: 59px;"> <td style="height: 59px; width: 228px;">Max. Power Consumption&nbsp;</td> <td style="height: 59px; width: 342px;">11 W</td> </tr> <tr style="height: 59px;"> <td style="height: 59px; width: 228px;">Supported Voltage Range</td> <td style="height: 59px; width: 342px;">24V</td> </tr> </tbody> </table> | airMAX AC 60 GHz/5 GHz Radio with 1+ Gbps Throughput. | 2722 | 3600 | 628 | IN STOCK at EXTERNAL supplier. <br> If ordered before 10AM: <br>DELIVERED next business day (main centres) <br>or 3-5 business days (regional areas or large items)<br> COLLECTION from Geewiz available Same Day (approx 4:30pm) | Miro | 1 | https://miro.co.za/img/p/3/7/5/9/3759.jpg |  | UBAM-GBE-60 Data Sheet
3 | NEC | NEC-ANT-11G-DP120 | NEC iPasolink Dish Antenna - Dual Polarised. For 11GHz in 2+0 Configuration. | <p><strong>FEATURES</strong></p> <p>NEC iPasolink Dish Antenna - Dual Polarised - For 11GHz in 2+0 Configuration, VHLPX4-11W, 4 foot 1 120cm </p> <p><strong>PRODUCT SPECIFICATIONS</strong></p> <table style="width: 600px;"> <tbody> <tr style="height: 45px;"> <td style="height: 45px; width: 228px;">Brand</td> <td style="height: 45px; width: 342px;"> <p class="h1 page-title">NEC</p> </td> </tr> <tr style="height: 42px;"> <td style="height: 42px; width: 228px;">Item model number</td> <td style="height: 42px; width: 342px;"> <p>NEC-ANT-11G-DP120</p> </td> </tr> <tr style="height: 59px;"> <td style="height: 59px; width: 228px;">Product Type</td> <td style="height: 59px; width: 342px;"> <p>Dish Antenna</p> </td> </tr> </tbody> </table> | 4ft. / 120cm. | 17809 | 23552 | 1032 | IN STOCK at EXTERNAL supplier. <br> If ordered before 10AM: <br>DELIVERED next business day (main centres) <br>or 3-5 business days (regional areas or large items)<br> COLLECTION from Geewiz available Same Day (approx 4:30pm) | Miro | 1 | https://miro.co.za/img/p/3/7/6/0/3760.jpg |  | NEC-ANT-11G-DP120 Data Sheet
3 | NEC | NEC-ANT-15G-DP60 | NEC iPasolink Dish Antenna - Dual Polarised. For 15GHz in 2+0 Configuration. | <p><strong>FEATURES</strong></p> <p>2ft. / 60cm.</p> <p><strong>PRODUCT SPECIFICATIONS</strong></p> <table style="width: 600px;"> <tbody> <tr style="height: 45px;"> <td style="height: 45px; width: 228px;">Brand</td> <td style="height: 45px; width: 342px;"> <p class="h1 page-title">NEC</p> </td> </tr> <tr style="height: 42px;"> <td style="height: 42px; width: 228px;">Item model number</td> <td style="height: 42px; width: 342px;"> <p>NEC-ANT-15G-DP60</p> </td> </tr> <tr style="height: 59px;"> <td style="height: 59px; width: 228px;">Product Type</td> <td style="height: 59px; width: 342px;"> <p>Dish Antenna</p> </td> </tr> </tbody> </table> | 2ft. / 60cm. | 8495 | 11235 | 1032 | IN STOCK at EXTERNAL supplier. <br> If ordered before 10AM: <br>DELIVERED next business day (main centres) <br>or 3-5 business days (regional areas or large items)<br> COLLECTION from Geewiz available Same Day (approx 4:30pm) | Miro | 1 | https://miro.co.za/img/p/3/7/6/1/3761.jpg |  | NEC-ANT-15G-DP60 Data Sheet
3 | NEC | NEC-ANT-7G+8G-DP90 | NEC iPasolink Dish Antenna - Dual Polarised. For 7- &amp; 8GHz in 2+0 Configuration. | <p><strong>FEATURES</strong></p> <p>NEC iPasolink Dish Antenna - Dual Polarised. For 7- &amp;amp; 8GHz in 2+0 Configuration.</p> <p><strong>PRODUCT SPECIFICATIONS</strong></p> <table style="width: 600px;"> <tbody> <tr style="height: 45px;"> <td style="height: 45px; width: 228px;">Brand</td> <td style="height: 45px; width: 342px;"> <p class="h1 page-title">NEC</p> </td> </tr> <tr style="height: 42px;"> <td style="height: 42px; width: 228px;">Item model number</td> <td style="height: 42px; width: 342px;"> <p>NEC-ANT-7G+8G-DP90</p> </td> </tr> <tr style="height: 59px;"> <td style="height: 59px; width: 228px;">Product Type</td> <td style="height: 59px; width: 342px;"> <p>Dish Antenna</p> </td> </tr> </tbody> </table> | 3 ft. / 90cm. | 17758 | 23485 | 1032 | IN STOCK at EXTERNAL supplier. <br> If ordered before 10AM: <br>DELIVERED next business day (main centres) <br>or 3-5 business days (regional areas or large items)<br> COLLECTION from Geewiz available Same Day (approx 4:30pm) | Miro | 1 | https://miro.co.za/img/p/3/7/6/2/3762.jpg |  | NEC-ANT-7G+8G-DP90 Data Sheet
3 | NEC | NEC-LIC-150MB | NEC iPasolink 150Mbps Initial Capacity License - Enables 150Mbps Initial Capacity. | <p><strong>FEATURES</strong></p> <p>One license per ODU.</p> <p><strong>PRODUCT SPECIFICATIONS</strong></p> <table style="width: 600px;"> <tbody> <tr style="height: 45px;"> <td style="height: 45px; width: 228px;">Brand</td> <td style="height: 45px; width: 342px;"> <p class="h1 page-title">NEC</p> </td> </tr> <tr style="height: 42px;"> <td style="height: 42px; width: 228px;">Item model number</td> <td style="height: 42px; width: 342px;"> <p>NEC-LIC-150MB</p> </td> </tr> <tr style="height: 59px;"> <td style="height: 59px; width: 228px;">Product Type</td> <td style="height: 59px; width: 342px;"> <p>License</p> </td> </tr> </tbody> </table> | One license per ODU. | 2508 | 3317 | 77 | IN STOCK at EXTERNAL supplier. <br> If ordered before 10AM: <br>DELIVERED next business day (main centres) <br>or 3-5 business days (regional areas or large items)<br> COLLECTION from Geewiz available Same Day (approx 4:30pm) | Miro | 1 | https://miro.co.za/img/p/3/7/6/3/3763.jpg |  | NEC-LIC-150MB Data Sheet
3 | Radwin | RW-IDU-S | Radwin IDU-S Layer 2 Indoor Switch - Managed, Dual DC Input, PSU Excluded | <p><strong>FEATURES</strong></p> <p>Radwin IDU-S Layer 2 indoor Switch - managed, Dual DC Input, PSU excluded, 540W, 4x 2.56bps Ethernet PoE ports, 2x 10Gbps SFP+, 2x 1Gbps SFP Port, 2x combo ports,</p> <p><strong>PRODUCT SPECIFICATIONS</strong></p> <table style="width: 600px;"> <tbody> <tr style="height: 45px;"> <td style="height: 45px; width: 228px;">Brand</td> <td style="height: 45px; width: 342px;"> <p class="h1 page-title">Radwin</p> </td> </tr> <tr style="height: 42px;"> <td style="height: 42px; width: 228px;">Item model number</td> <td style="height: 42px; width: 342px;"> <p>RW-IDU-S</p> </td> </tr> <tr style="height: 59px;"> <td style="height: 59px; width: 228px;">Product Type</td> <td style="height: 59px; width: 342px;"> <p>Switch</p> </td> </tr> <tr style="height: 59px;"> <td style="height: 59px; width: 228px;">VLAN&nbsp;</td> <td style="height: 59px; width: 342px;"> <p>Up to 4K VLANs, 8021q and 8021ad Q-in-Q tagging</p> </td> </tr> <tr style="height: 59px;"> <td style="height: 59px; width: 228px;">Link Aggregation supporting&nbsp;</td> <td style="height: 59px; width: 342px;">802.3ad + LACP</td> </tr> <tr style="height: 59px;"> <td style="height: 59px; width: 228px;">Spanning Tree</td> <td style="height: 59px; width: 342px;">STP (8021d), RSTP (802.1w), MSTP (802.1s)</td> </tr> <tr style="height: 59px;"> <td style="height: 59px; width: 228px;">QoS based L3&nbsp;</td> <td style="height: 59px; width: 342px;">(DiffServ) or L2 (802.1p) &amp; scheduling based WRR, Strict &amp; Hybrid</td> </tr> <tr style="height: 59px;"> <td style="height: 59px; width: 228px;">IGMP snooping&nbsp;</td> <td style="height: 59px; width: 342px;">V2/V3 and IPv6 MLD</td> </tr> </tbody> </table> | 540W, 4 x 2.5Gbps Ethernet PoE ports, 2 x 10Gbps SFP+, 2 x 1Gbps SFP port, 2 x Combo ports, | 15937 | 21077 | 1064 | IN STOCK at EXTERNAL supplier. <br> If ordered before 10AM: <br>DELIVERED next business day (main centres) <br>or 3-5 business days (regional areas or large items)<br> COLLECTION from Geewiz available Same Day (approx 4:30pm) | Miro | 1 | https://miro.co.za/img/p/3/8/4/1/3841.jpg |  | RW-IDU-S Data Sheet
3 | RF Elements | RF-TPA-C5X | TwistPort adaptor for Mimosa C5x | <p><strong>FEATURES</strong></p> <p>The TwistPort Adaptor for Mimosa C5x makes the radio compatible with all TwistPort Antennas. TwistPort Adaptors are equipped with our original quick-locking waveguide port. With the C5x TwistPort adaptor, you can easily switch between H/V and dual slant polarization setup.&nbsp;</p> <p><strong>PRODUCT SPECIFICATIONS</strong></p> <table style="width: 600px;"> <tbody> <tr style="height: 45px;"> <td style="height: 45px; width: 228px;">Brand</td> <td style="height: 45px; width: 342px;"> <p class="h1 page-title">RF Elements</p> </td> </tr> <tr style="height: 42px;"> <td style="height: 42px; width: 228px;">Item model number</td> <td style="height: 42px; width: 342px;"> <p>RF-TPA-C5X</p> </td> </tr> <tr style="height: 59px;"> <td style="height: 59px; width: 228px;">Product Type</td> <td style="height: 59px; width: 342px;"> <p>adaptor</p> </td> </tr> <tr style="height: 59px;"> <td style="height: 59px; width: 228px;">Antenna Connection&nbsp;</td> <td style="height: 59px; width: 342px;"> <p>TwistPort - Quick Locking Waveguide Port&nbsp;</p> </td> </tr> <tr style="height: 59px;"> <td style="height: 59px; width: 228px;">Materials</td> <td style="height: 59px; width: 342px;">Insert - Aluminium Alloy <br />Adaptor - UV stabilized and weather resistant ABS plastic</td> </tr> <tr style="height: 59px;"> <td style="height: 59px; width: 228px;">Flame Rating&nbsp;</td> <td style="height: 59px; width: 342px;">UL 94 HB&nbsp;</td> </tr> <tr style="height: 59px;"> <td style="height: 59px; width: 228px;">Temperature</td> <td style="height: 59px; width: 342px;">-40&deg;C to +60&deg;C (-40&deg; F to 140&deg;F)&nbsp;</td> </tr> <tr style="height: 59px;"> <td style="height: 59px; width: 228px;">Wind Survival&nbsp;</td> <td style="height: 59px; width: 342px;">160 km/h</td> </tr> </tbody> </table> | TwistPort adaptor for Mimosa C5x | 641 | 848 | 1032 | IN STOCK at EXTERNAL supplier. <br> If ordered before 10AM: <br>DELIVERED next business day (main centres) <br>or 3-5 business days (regional areas or large items)<br> COLLECTION from Geewiz available Same Day (approx 4:30pm) | Miro | 1 | https://miro.co.za/img/p/3/8/2/9/3829.jpg |  | RF-TPA-C5X Data Sheet
3 | Micro Instruments | MI-POE-SP | Passive Gigabit POE injector with Surge Protection | <p><strong>FEATURES</strong></p> <p>Power POE equipment over LAN cable.</p> <p><strong>PRODUCT SPECIFICATIONS</strong></p> <table style="width: 600px;"> <tbody> <tr style="height: 45px;"> <td style="height: 45px; width: 228px;">Brand</td> <td style="height: 45px; width: 342px;"> <p class="h1 page-title">Micro Instruments</p> </td> </tr> <tr style="height: 42px;"> <td style="height: 42px; width: 228px;">Item model number</td> <td style="height: 42px; width: 342px;"> <p>MI-POE-SP</p> </td> </tr> <tr style="height: 59px;"> <td style="height: 59px; width: 228px;">Product Type</td> <td style="height: 59px; width: 342px;"> <p>POE injector</p> </td> </tr> </tbody> </table> | Power POE equipment over LAN cable. | 574 | 759 | 1061 | IN STOCK at EXTERNAL supplier. <br> If ordered before 10AM: <br>DELIVERED next business day (main centres) <br>or 3-5 business days (regional areas or large items)<br> COLLECTION from Geewiz available Same Day (approx 4:30pm) | Miro | 1 | https://miro.co.za/img/p/3/8/2/8/3828.jpg |  | MI-POE-SP Data Sheet
3 | Unbranded | MT-GB60A-S12 | 12V 5A internal power supply for CCR1016 series | <p><strong>FEATURES</strong></p> <p>12V 5A internal power supply for CCR1016 series (only for new r2 revisions, with dual power supplies) and CCR2004 series</p> <p><strong>PRODUCT SPECIFICATIONS</strong></p> <table style="width: 600px;"> <tbody> <tr style="height: 45px;"> <td style="height: 45px; width: 228px;">Brand</td> <td style="height: 45px; width: 342px;"> <p class="h1 page-title">Unbranded</p> </td> </tr> <tr style="height: 42px;"> <td style="height: 42px; width: 228px;">Item model number</td> <td style="height: 42px; width: 342px;"> <p>MT-GB60A-S12</p> </td> </tr> <tr style="height: 59px;"> <td style="height: 59px; width: 228px;">Product Type</td> <td style="height: 59px; width: 342px;"> <p>internal power supply</p> </td> </tr> <tr style="height: 59px;"> <td style="height: 59px; width: 228px;">Box size (LWH)</td> <td style="height: 59px; width: 342px;"> <p>101.6x50.8x31.0</p> </td> </tr> <tr style="height: 59px;"> <td style="height: 59px; width: 228px;">Tested ambient temperature</td> <td style="height: 59px; width: 342px;">-20&deg;C to 70&deg;C</td> </tr> </tbody> </table> | (only for new r2 revisions, with dual power supplies) and CCR2004 series | 493 | 652 | 1969 | IN STOCK at EXTERNAL supplier. <br> If ordered before 10AM: <br>DELIVERED next business day (main centres) <br>or 3-5 business days (regional areas or large items)<br> COLLECTION from Geewiz available Same Day (approx 4:30pm) | Miro | 1 | https://miro.co.za/img/p/3/8/2/7/3827.jpg |  | MT-GB60A-S12 Data Sheet
3 | Unbranded | MT-UP1302C-12 | 12V 10.8A internal power supply for CCR1036 series | <p><strong>FEATURES</strong></p> <p>12V 10.8A internal power supply for CCR1036 series (only for new r2 revisions with dual power supplies).</p> <p><strong>PRODUCT SPECIFICATIONS</strong></p> <table style="width: 600px;"> <tbody> <tr style="height: 45px;"> <td style="height: 45px; width: 227px;">Brand</td> <td style="height: 45px; width: 343px;"> <p class="h1 page-title">Unbranded</p> </td> </tr> <tr style="height: 42px;"> <td style="height: 42px; width: 227px;">Item model number</td> <td style="height: 42px; width: 343px;"> <p>MT-UP1302C-12</p> </td> </tr> <tr style="height: 59px;"> <td style="height: 59px; width: 227px;">Product Type</td> <td style="height: 59px; width: 343px;"> <p>internal power supply</p> </td> </tr> <tr style="height: 59px;"> <td style="height: 59px; width: 227px;">Box size (LWH)</td> <td style="height: 59px; width: 343px;"> <p>55x106x34</p> </td> </tr> </tbody> </table> | only for new r2 revisions with dual power supplies | 666 | 881 | 1969 | IN STOCK at EXTERNAL supplier. <br> If ordered before 10AM: <br>DELIVERED next business day (main centres) <br>or 3-5 business days (regional areas or large items)<br> COLLECTION from Geewiz available Same Day (approx 4:30pm) | Miro | 1 | https://miro.co.za/img/p/3/8/2/6/3826.jpg |  | MT-UP1302C-12 Data Sheet
3 | Mean Well | MW-MDR-60-48 | Mean Well - 60W AC-DC High Reliability Power Supply | <p><strong>FEATURES</strong></p> <p>Mean Well - 60W AC-DC High Reliability Power Supply</p> <p><strong>PRODUCT SPECIFICATIONS</strong></p> <table style="width: 600px;"> <tbody> <tr style="height: 45px;"> <td style="height: 45px; width: 227px;">Brand</td> <td style="height: 45px; width: 343px;"> <p class="h1 page-title">Mean Well</p> </td> </tr> <tr style="height: 42px;"> <td style="height: 42px; width: 227px;">Item model number</td> <td style="height: 42px; width: 343px;"> <p>MW-MDR-60-48</p> </td> </tr> <tr style="height: 59px;"> <td style="height: 59px; width: 227px;">Product Type</td> <td style="height: 59px; width: 343px;"> <p>Power Supply</p> </td> </tr> </tbody> </table> | Mean Well - 60W AC-DC High Reliability Power Supply | 571 | 755 | 1969 | IN STOCK at EXTERNAL supplier. <br> If ordered before 10AM: <br>DELIVERED next business day (main centres) <br>or 3-5 business days (regional areas or large items)<br> COLLECTION from Geewiz available Same Day (approx 4:30pm) | Miro | 1 | https://miro.co.za/img/p/3/8/2/5/3825.jpg |  | MW-MDR-60-48 Data Sheet
3 | Mean Well | PSU-24V-1Ah | 24V Power Supply, 25W, 1Ah | <p><strong>FEATURES</strong></p> <p>24V Power Supply, 25W, 1Ah</p> <p><strong>PRODUCT SPECIFICATIONS</strong></p> <table style="width: 600px;"> <tbody> <tr style="height: 45px;"> <td style="height: 45px; width: 227px;">Brand</td> <td style="height: 45px; width: 343px;"> <p class="h1 page-title">Mean Well</p> </td> </tr> <tr style="height: 42px;"> <td style="height: 42px; width: 227px;">Item model number</td> <td style="height: 42px; width: 343px;"> <p>PSU-24V-1Ah</p> </td> </tr> <tr style="height: 59px;"> <td style="height: 59px; width: 227px;">Product Type</td> <td style="height: 59px; width: 343px;"> <p>Power Supply</p> </td> </tr> </tbody> </table> | 24V Power Supply, 25W, 1Ah | 298 | 394 | 1969 | IN STOCK at EXTERNAL supplier. <br> If ordered before 10AM: <br>DELIVERED next business day (main centres) <br>or 3-5 business days (regional areas or large items)<br> COLLECTION from Geewiz available Same Day (approx 4:30pm) | Miro | 1 | https://miro.co.za/img/p/3/8/2/4/3824.jpg |  | PSU-24V-1Ah Data Sheet
3 | Micro Instruments | MI-24DC-48DC-250 | Output DC-DC Converter, INPUT:24VDC, OUTPUT: 48VDC (3A) | <p><strong>FEATURES</strong></p> <p>Output DC-DC Converter, INPUT:24VDC, OUTPUT: 48VDC (3A)</p> <p><strong>PRODUCT SPECIFICATIONS</strong></p> <table style="width: 600px;"> <tbody> <tr style="height: 45px;"> <td style="height: 45px; width: 227px;">Brand</td> <td style="height: 45px; width: 343px;"> <p class="h1 page-title">Micro Instruments</p> </td> </tr> <tr style="height: 42px;"> <td style="height: 42px; width: 227px;">Item model number</td> <td style="height: 42px; width: 343px;"> <p>MI-24DC-48DC-250</p> </td> </tr> <tr style="height: 59px;"> <td style="height: 59px; width: 227px;">Product Type</td> <td style="height: 59px; width: 343px;"> <p>DC-DC Converter</p> </td> </tr> </tbody> </table> | No Enclosure | 1141 | 1509 | 400 | IN STOCK at EXTERNAL supplier. <br> If ordered before 10AM: <br>DELIVERED next business day (main centres) <br>or 3-5 business days (regional areas or large items)<br> COLLECTION from Geewiz available Same Day (approx 4:30pm) | Miro | 1 | https://miro.co.za/img/p/3/8/2/2/3822.jpg |  | MI-24DC-48DC-250 Data Sheet
3 | UPS | UPS-VE2400 | UPS - VENUS 2400VA - ONLINE | <p><strong>FEATURES</strong></p> <p>&bull; Performance and reliability</p> <p>&bull; High efficient toroidal transformer with low energy loss</p> <p>&bull; Advanced charging design for optimized battery performance and longevity</p> <p>&bull; DC cold start function</p> <p>&bull; ECO mode operation for energy saving</p> <p>&bull; Generator compatibile</p> <p>&bull; Communication port on RS232 / RS485, SNMP optional</p> <p>&bull; LCD display</p> <p>&bull; Adjustable battery charge rate 1-20 Amps</p> <p>&bull; Internal or External batteries for external battery options</p> <p>&bull; Suitable for robust environments</p> <p><strong>PRODUCT SPECIFICATIONS</strong></p> <table style="width: 600px;"> <tbody> <tr style="height: 45px;"> <td style="height: 45px; width: 227px;">Brand</td> <td style="height: 45px; width: 343px;"> <p class="h1 page-title">UPS</p> </td> </tr> <tr style="height: 42px;"> <td style="height: 42px; width: 227px;">Item model number</td> <td style="height: 42px; width: 343px;"> <p>UPS-VE2400</p> </td> </tr> <tr style="height: 59px;"> <td style="height: 59px; width: 227px;">Product Type</td> <td style="height: 59px; width: 343px;"> <p>VENUS 2400VA - ONLINE</p> </td> </tr> <tr style="height: 59px;"> <td style="height: 59px; width: 227px;">Capacity (VA / Watts)</td> <td style="height: 59px; width: 343px;"> <p>2400VA / 1600Watts</p> </td> </tr> <tr style="height: 59px;"> <td style="height: 59px; width: 227px;">Display</td> <td style="height: 59px; width: 343px;">LCD</td> </tr> <tr style="height: 59px;"> <td style="height: 59px; width: 227px;">Input&nbsp;Voltage</td> <td style="height: 59px; width: 343px;">165 - 275 VAC</td> </tr> <tr style="height: 59px;"> <td style="height: 59px; width: 227px;">Output voltage</td> <td style="height: 59px; width: 343px;">230V &plusmn;2% (Battery Mode)</td> </tr> <tr style="height: 59px;"> <td style="height: 59px; width: 227px;">Voltage regulation</td> <td style="height: 59px; width: 343px;">&plusmn;10%</td> </tr> <tr style="height: 59px;"> <td style="height: 59px; width: 227px;">Overload Capability</td> <td style="height: 59px; width: 343px;">110% 30 Seconds. 120% 2 seconds</td> </tr> <tr style="height: 59px;"> <td style="height: 59px; width: 227px;">Battery Type</td> <td style="height: 59px; width: 343px;">Lead-Acid Maintenance free Battery</td> </tr> <tr style="height: 59px;"> <td style="height: 59px; width: 227px;">Recharge time to 90%</td> <td style="height: 59px; width: 343px;">9 hours</td> </tr> <tr style="height: 59px;"> <td style="height: 59px; width: 227px;">Charging Voltage</td> <td style="height: 59px; width: 343px;">55VDC &plusmn;1%</td> </tr> </tbody> </table> | Backup Time: 10-15min. | 5176 | 6845 | 1176 | IN STOCK at EXTERNAL supplier. <br> If ordered before 10AM: <br>DELIVERED next business day (main centres) <br>or 3-5 business days (regional areas or large items)<br> COLLECTION from Geewiz available Same Day (approx 4:30pm) | Miro | 1 | https://miro.co.za/img/p/3/8/2/1/3821.jpg |  | UPS-VE2400 Data Sheet
3 | UPS | UPS-VE3400 | UPS - VENUS 3400VA - ONLINE | <p><strong>FEATURES</strong></p> <p>&bull; Performance and reliability</p> <p>&bull; High efficient toroidal transformer with low energy loss</p> <p>&bull; Advanced charging design for optimized battery performance and longevity</p> <p>&bull; DC cold start function</p> <p>&bull; ECO mode operation for energy saving</p> <p>&bull; Generator compatibile</p> <p>&bull; Communication port on RS232 / RS485, SNMP optional</p> <p>&bull; LCD display</p> <p>&bull; Adjustable battery charge rate 1-20 Amps</p> <p>&bull; Internal or External batteries for external battery options</p> <p>&bull; Suitable for robust environments</p> <p><strong>PRODUCT SPECIFICATIONS</strong></p> <table style="width: 600px;"> <tbody> <tr style="height: 45px;"> <td style="height: 45px; width: 227px;">Brand</td> <td style="height: 45px; width: 343px;"> <p class="h1 page-title">UPS</p> </td> </tr> <tr style="height: 42px;"> <td style="height: 42px; width: 227px;">Item model number</td> <td style="height: 42px; width: 343px;"> <p>UPS-VE3400</p> </td> </tr> <tr style="height: 59px;"> <td style="height: 59px; width: 227px;">Product Type</td> <td style="height: 59px; width: 343px;"> <p>VENUS 3400VA - ONLINE</p> </td> </tr> <tr style="height: 59px;"> <td style="height: 59px; width: 227px;">Capacity (VA / Watts)</td> <td style="height: 59px; width: 343px;"> <p>3400VA / 2400Watt</p> </td> </tr> <tr style="height: 59px;"> <td style="height: 59px; width: 227px;">Display</td> <td style="height: 59px; width: 343px;">LCD</td> </tr> <tr style="height: 59px;"> <td style="height: 59px; width: 227px;">Input&nbsp;Voltage</td> <td style="height: 59px; width: 343px;">165 - 275 VAC</td> </tr> <tr style="height: 59px;"> <td style="height: 59px; width: 227px;">Output voltage</td> <td style="height: 59px; width: 343px;">230V &plusmn;2% (Battery Mode)</td> </tr> <tr style="height: 59px;"> <td style="height: 59px; width: 227px;">Voltage regulation</td> <td style="height: 59px; width: 343px;">&plusmn;10%</td> </tr> <tr style="height: 59px;"> <td style="height: 59px; width: 227px;">Overload Capability</td> <td style="height: 59px; width: 343px;">110% 30 Seconds. 120% 2 seconds</td> </tr> <tr style="height: 59px;"> <td style="height: 59px; width: 227px;">Battery Type</td> <td style="height: 59px; width: 343px;">Lead-Acid Maintenance free Battery</td> </tr> <tr style="height: 59px;"> <td style="height: 59px; width: 227px;">Recharge time to 90%</td> <td style="height: 59px; width: 343px;">9 hours</td> </tr> <tr style="height: 59px;"> <td style="height: 59px; width: 227px;">Charging Voltage</td> <td style="height: 59px; width: 343px;">55VDC &plusmn;1%</td> </tr> </tbody> </table> | 3400VA 48VDC with internal batteries (4 X 12AH) | 5336 | 7057 | 1176 | IN STOCK at EXTERNAL supplier. <br> If ordered before 10AM: <br>DELIVERED next business day (main centres) <br>or 3-5 business days (regional areas or large items)<br> COLLECTION from Geewiz available Same Day (approx 4:30pm) | Miro | 1 | https://miro.co.za/img/p/3/8/2/0/3820.jpg |  | UPS-VE3400 Data Sheet
3 | UPS | UPS-VE6000 | UPS - VENUS 6000VA - ONLINE | <p><strong>FEATURES</strong></p> <p>&bull; Performance and reliability</p> <p>&bull; High efficient toroidal transformer with low energy loss</p> <p>&bull; Advanced charging design for optimized battery performance and longevity</p> <p>&bull; DC cold start function</p> <p>&bull; ECO mode operation for energy saving</p> <p>&bull; Generator compatibile</p> <p>&bull; Communication port on RS232 / RS485, SNMP optional</p> <p>&bull; LCD display</p> <p>&bull; Adjustable battery charge rate 1-20 Amps</p> <p>&bull; Internal or External batteries for external battery options</p> <p>&bull; Suitable for robust environments</p> <p><strong>PRODUCT SPECIFICATIONS</strong></p> <table style="width: 600px;"> <tbody> <tr style="height: 45px;"> <td style="height: 45px; width: 227px;">Brand</td> <td style="height: 45px; width: 343px;"> <p class="h1 page-title">UPS</p> </td> </tr> <tr style="height: 42px;"> <td style="height: 42px; width: 227px;">Item model number</td> <td style="height: 42px; width: 343px;"> <p>UPS-VE6000</p> </td> </tr> <tr style="height: 59px;"> <td style="height: 59px; width: 227px;">Product Type</td> <td style="height: 59px; width: 343px;"> <p>VENUS 6000VA - ONLINE</p> </td> </tr> <tr style="height: 59px;"> <td style="height: 59px; width: 227px;">Capacity (VA / Watts)</td> <td style="height: 59px; width: 343px;"> <p>6000VA / 4000Watts</p> </td> </tr> <tr style="height: 59px;"> <td style="height: 59px; width: 227px;">Display</td> <td style="height: 59px; width: 343px;">LCD</td> </tr> <tr style="height: 59px;"> <td style="height: 59px; width: 227px;">Input&nbsp;Voltage</td> <td style="height: 59px; width: 343px;">165 - 275 VAC</td> </tr> <tr style="height: 59px;"> <td style="height: 59px; width: 227px;">Output voltage</td> <td style="height: 59px; width: 343px;">230V &plusmn;2% (Battery Mode)</td> </tr> <tr style="height: 59px;"> <td style="height: 59px; width: 227px;">Voltage regulation</td> <td style="height: 59px; width: 343px;">&plusmn;10%</td> </tr> <tr style="height: 59px;"> <td style="height: 59px; width: 227px;">Overload Capability</td> <td style="height: 59px; width: 343px;">110% 30 Seconds. 120% 2 seconds</td> </tr> <tr style="height: 59px;"> <td style="height: 59px; width: 227px;">Battery Type</td> <td style="height: 59px; width: 343px;">Lead-Acid Maintenance free Battery</td> </tr> <tr style="height: 59px;"> <td style="height: 59px; width: 227px;">Recharge time to 90%</td> <td style="height: 59px; width: 343px;">9 hours</td> </tr> <tr style="height: 59px;"> <td style="height: 59px; width: 227px;">Charging Voltage</td> <td style="height: 59px; width: 343px;">110VDC &plusmn;1%</td> </tr> </tbody> </table> | Backup Time: 10-15min, 16 x 12V 7Ah Internal Batteries | 10374 | 13720 | 1176 | IN STOCK at EXTERNAL supplier. <br> If ordered before 10AM: <br>DELIVERED next business day (main centres) <br>or 3-5 business days (regional areas or large items)<br> COLLECTION from Geewiz available Same Day (approx 4:30pm) | Miro | 1 | https://miro.co.za/img/p/3/8/1/9/3819.jpg |  | UPS-VE6000 Data Sheet
3 | BDCOM | BDCOM-P3608-2TE | BDCOM EPON 8 Port L3 Headend (OLT) for FTTx | <p><strong>FEATURES</strong></p> <p>BDCOM P3600 Series complies with IEEE802.3ah and PRC Community Industry Standard (YD/T 1475- 2006). It fully supports CTC2.1/3.0 standard, automatic detection and works harmoniously with ONUs made by different manufacturers. P3600 Series has 2 models: P3608B and P3616-2TE.</p> <p>BDCOM P3600 Series supports the symmetric uplink/downlink 1.25Gbps PON transmission rate, efficient bandwidth usage and Ethernet services, helping carriers to provide reliable services to their users.</p> <p>BDCOM P3600 Series, based on the edge-cutting technologies, is strong in functions and QoS guarantee. SLA and DBA can be easily listed out.</p> <p><strong>PRODUCT SPECIFICATIONS</strong></p> <table style="width: 600px;"> <tbody> <tr style="height: 45px;"> <td style="height: 45px; width: 227px;">Brand</td> <td style="height: 45px; width: 343px;"> <p class="h1 page-title">BDCOM</p> </td> </tr> <tr style="height: 42px;"> <td style="height: 42px; width: 227px;">Item model number</td> <td style="height: 42px; width: 343px;"> <p>BDCOM-P3608-2TE</p> </td> </tr> <tr style="height: 59px;"> <td style="height: 59px; width: 227px;">Product Type</td> <td style="height: 59px; width: 343px;"> <p>Headend</p> </td> </tr> <tr style="height: 59px;"> <td style="height: 59px; width: 227px;">PON ports</td> <td style="height: 59px; width: 343px;"> <p>8</p> </td> </tr> <tr style="height: 59px;"> <td style="height: 59px; width: 227px;">Supported GPON SFP module</td> <td style="height: 59px; width: 343px;">PX20, PX20+, PX20++</td> </tr> <tr style="height: 59px;"> <td style="height: 59px; width: 227px;">DRAM (MB)</td> <td style="height: 59px; width: 343px;">512</td> </tr> <tr style="height: 59px;"> <td style="height: 59px; width: 227px;">Flash (MB)</td> <td style="height: 59px; width: 343px;">32</td> </tr> <tr style="height: 59px;"> <td style="height: 59px; width: 227px;">MAC table</td> <td style="height: 59px; width: 343px;">32K</td> </tr> <tr style="height: 59px;"> <td style="height: 59px; width: 227px;">AC (V)</td> <td style="height: 59px; width: 343px;">90 ~ 264</td> </tr> <tr style="height: 59px;"> <td style="height: 59px; width: 227px;">DC (V)</td> <td style="height: 59px; width: 343px;">36~72</td> </tr> <tr style="height: 59px;"> <td style="height: 59px; width: 227px;">Max. consumption (W)</td> <td style="height: 59px; width: 343px;">70</td> </tr> <tr style="height: 59px;"> <td style="height: 59px; width: 227px;">Forwarding mode</td> <td style="height: 59px; width: 343px;">Store-and-forward</td> </tr> </tbody> </table> | 8 EPON SFP Cages (requires BDCOM-OLT-SFP-20), 4 GE Optical and 4 GE Combo Ports, 2 x SFP+ Ports | 23509 | 31091 | 77 | IN STOCK at EXTERNAL supplier. <br> If ordered before 10AM: <br>DELIVERED next business day (main centres) <br>or 3-5 business days (regional areas or large items)<br> COLLECTION from Geewiz available Same Day (approx 4:30pm) | Miro | 1 | https://miro.co.za/img/p/3/8/1/8/3818.jpg | https://miro.co.za/index.php?controller=attachment&id_attachment=3995 | BDCOM-P3608-2TE Data Sheet
3 | BDCOM | BDCOM-GP1501-1G | BDCOM GPON Subscriber (ONU) with 1x Gb LAN for FTTx | <p><strong>FEATURES</strong></p> <p>BDCOM GP1501-1G is a new generation smart ONU for integrated multi-service networks. It is complied with the international standard ITU-T G.9844/988 and PRC Community Industry Standard GPON ONT in Access Technology Requirements and China Telecom GPON Technical Requirement CTC2.0.</p> <p>It supports the PON transmission rate of downlink 2.5Gbp/ uplink 1.25Gbps. Connected with BDCOM OLTs, it can realize 1:128 splitting ratio. The covering radius of the network can reach to 20km.</p> <p>It supports DBA and Rate-Limit. It supports advanced dynamic bandwidth distribution and accurate bandwidth limit, which enables users to share 2.5Gbps bandwidth resource appropriately. It also supports QOS function, which guarantees a reliable service quality and service priority.</p> <p><strong>PRODUCT SPECIFICATIONS</strong></p> <table style="width: 600px;"> <tbody> <tr style="height: 45px;"> <td style="height: 45px; width: 227px;">Brand</td> <td style="height: 45px; width: 343px;"> <p class="h1 page-title">BDCOM</p> </td> </tr> <tr style="height: 42px;"> <td style="height: 42px; width: 227px;">Item model number</td> <td style="height: 42px; width: 343px;"> <p>BDCOM-GP1501-1G</p> </td> </tr> <tr style="height: 59px;"> <td style="height: 59px; width: 227px;">Product Type</td> <td style="height: 59px; width: 343px;"> <p>GPON Subscriber</p> </td> </tr> <tr style="height: 59px;"> <td style="height: 59px; width: 227px;">User trial interface</td> <td style="height: 59px; width: 343px;"> <p>1 fixed 10/100M/1000M BASE-T auto-adaptation RJ45 interface</p> </td> </tr> <tr style="height: 59px;"> <td style="height: 59px; width: 227px;">VLAN</td> <td style="height: 59px; width: 343px;"> <p>Port based VLAN</p> <p>IEEE 802.1Q VLAN</p> <p>CTC2.0 defined VLAN</p> </td> </tr> <tr style="height: 59px;"> <td style="height: 59px; width: 227px;">Multicast</td> <td style="height: 59px; width: 343px;"> <p>IGMP-Snooping</p> <p>CTC defined dynamic multicast</p> <p>MLD-Snooping</p> </td> </tr> <tr style="height: 59px;"> <td style="height: 59px; width: 227px;">Reliability</td> <td style="height: 59px; width: 343px;">Dying-Gasp</td> </tr> <tr style="height: 59px;"> <td style="height: 59px; width: 227px;">Heat dissipation</td> <td style="height: 59px; width: 343px;">Supports long-time use (For instance, 24 hours); The device running hot will not affect its performance or cause it break down.</td> </tr> <tr style="height: 59px;"> <td style="height: 59px; width: 227px;">Power supply</td> <td style="height: 59px; width: 343px;">DC12V/0.5A (external adaptor power supply)</td> </tr> <tr style="height: 59px;"> <td style="height: 59px; width: 227px;">Power consumption</td> <td style="height: 59px; width: 343px;">＜6W</td> </tr> </tbody> </table> | 1 x SC/UPC GPON Port, 1 x Gbps LAN. Includes 12V PSU. | 618 | 817 | 77 | IN STOCK at EXTERNAL supplier. <br> If ordered before 10AM: <br>DELIVERED next business day (main centres) <br>or 3-5 business days (regional areas or large items)<br> COLLECTION from Geewiz available Same Day (approx 4:30pm) | Miro | 1 | https://miro.co.za/img/p/3/8/1/7/3817.jpg | https://miro.co.za/index.php?controller=attachment&id_attachment=3993 | BDCOM-GP1501-1G Data Sheet
3 | SIAE Microelectronics | SI-SFP-LC | SIAE 2.5Gbps single mode SFP+ module, duplex LC connector, Up to 6.144 Gb/s bi-directional | <p><strong>FEATURES</strong></p> <p>SIAE 2.5Gbps single mode SFP+ module - duplex LC connector, Up to 6144 Gb/s bi-directional, Used for wireless basestation links up to 2 km, Built-in digital diagnostic functions&nbsp;</p> <p><strong>PRODUCT SPECIFICATIONS</strong></p> <table style="width: 600px;"> <tbody> <tr style="height: 45px;"> <td style="height: 45px; width: 227px;">Brand</td> <td style="height: 45px; width: 343px;"> <p class="h1 page-title">SIAE Microelectronics</p> </td> </tr> <tr style="height: 42px;"> <td style="height: 42px; width: 227px;">Item model number</td> <td style="height: 42px; width: 343px;"> <p>SI-SFP-LC</p> </td> </tr> <tr style="height: 59px;"> <td style="height: 59px; width: 227px;">Product Type</td> <td style="height: 59px; width: 343px;"> <p>LC connector</p> </td> </tr> </tbody> </table> | Used for wireless basestation links up to 2 km, Built-in digital diagnostic functions | 1755 | 2321 | 77 | IN STOCK at EXTERNAL supplier. <br> If ordered before 10AM: <br>DELIVERED next business day (main centres) <br>or 3-5 business days (regional areas or large items)<br> COLLECTION from Geewiz available Same Day (approx 4:30pm) | Miro | 1 | https://miro.co.za/img/p/3/8/1/6/3816.jpg | https://miro.co.za/index.php?controller=attachment&id_attachment=3990 | SI-SFP-LC Data Sheet
3 | MikroTik | MT-RBCCR2004-1G-12S+2XS | MikroTik CCR2004-1G-12S+2XS, 12 x 10G SFP+ and 2 x 25G SFP28 ports, Serial port, RJ45 | <p><strong>FEATURES</strong></p> <p>The &ldquo;Improvise. Adapt. Overcome.&rdquo; mindset can be very helpful, but sometimes you simply need a device that works and solves the problem without additional tinkering. The CCR2004-1G-12S+2XS does just that &ndash; forget about all connectivity troubles and expand your setup in any way you please. This handy router features 12 x 10G SFP+ and 2 x 25G SFP28 ports.</p> <p>CCR2004-1G-12S+2XS is our router with the most powerful single-core performance so far. It provides incredible results in single tunnel (up to 3.4 Gbps) and BGP feed processing.</p> <p>Be prepared for anything: 10G, 40G and now 25G! Paired with such MikroTik multiport products as CRS317-1G-16S+RM, CRS312-4C+8XG-RM and CRS326-24S+2Q+RM, your networking setup will know no bounds. Performance-wise, CCR2004-1G-12S+2XS is on par with the renowned CCR1009/CCR1016 routers. And with dual redundant power supply you can forget about unexpected downtime! With its elaborate port configuration, the new CCR2004-1G-12S+2XS is the perfect addition to any professional networking arsenal &ndash; it will save you tons of time in some tricky situations! Size of RAM in RouterOS v6 1792MB ECC / RouterOS v7 4GB ECC</p> <p><strong>PRODUCT SPECIFICATIONS</strong></p> <table style="width: 600px;"> <tbody> <tr style="height: 45px;"> <td style="height: 45px; width: 227px;">Brand</td> <td style="height: 45px; width: 343px;"> <p class="h1 page-title">MikroTik</p> </td> </tr> <tr style="height: 42px;"> <td style="height: 42px; width: 227px;">Item model number</td> <td style="height: 42px; width: 343px;"> <p>MT-RBCCR2004-1G-12S+2XS</p> </td> </tr> <tr style="height: 59px;"> <td style="height: 59px; width: 227px;">Product Type</td> <td style="height: 59px; width: 343px;"> <p>Serial port</p> </td> </tr> <tr style="height: 59px;"> <td style="height: 59px; width: 227px;">Architecture</td> <td style="height: 59px; width: 343px;"> <p>ARM 64bit</p> </td> </tr> <tr style="height: 59px;"> <td style="height: 59px; width: 227px;">CPU</td> <td style="height: 59px; width: 343px;">AL32400</td> </tr> <tr style="height: 59px;"> <td style="height: 59px; width: 227px;">CPU nominal frequency</td> <td style="height: 59px; width: 343px;">1700 MHz</td> </tr> <tr style="height: 59px;"> <td style="height: 59px; width: 227px;">Size of RAM</td> <td style="height: 59px; width: 343px;">4 GB</td> </tr> <tr style="height: 59px;"> <td style="height: 59px; width: 227px;">Storage size</td> <td style="height: 59px; width: 343px;">128 MB</td> </tr> <tr style="height: 59px;"> <td style="height: 59px; width: 227px;">AC input range</td> <td style="height: 59px; width: 343px;">100-240</td> </tr> <tr style="height: 59px;"> <td style="height: 59px; width: 227px;">Max power consumption</td> <td style="height: 59px; width: 343px;">49 W</td> </tr> <tr style="height: 59px;"> <td style="height: 59px; width: 227px;">10/100/1000 Ethernet ports</td> <td style="height: 59px; width: 343px;">1</td> </tr> </tbody> </table> | ARM 64bit, L6, 4 GB RAM, 128 MB Storage | 10419 | 13779 | 77 | IN STOCK at EXTERNAL supplier. <br> If ordered before 10AM: <br>DELIVERED next business day (main centres) <br>or 3-5 business days (regional areas or large items)<br> COLLECTION from Geewiz available Same Day (approx 4:30pm) | Miro | 1 | https://miro.co.za/img/p/3/8/1/5/3815.jpg | https://miro.co.za/index.php?controller=attachment&id_attachment=3999 | MT-RBCCR2004-1G-12S+2XS Data Sheet
3 | BDCOM | BDCOM-S2528P | BDCOM 28 Port Gigabit PoE Switch | <p><strong>FEATURES</strong></p> <p>BDCOM $2500 Series is a new-generation smart access switch designed for carriers IP MAN and enterprise networks. Based on the new-generation high-performance hardware and BDROS platform, it supports functions such as ACL, QinQ and QoS.</p> <p><strong>PRODUCT SPECIFICATIONS</strong></p> <table style="width: 600px;"> <tbody> <tr style="height: 45px;"> <td style="height: 45px; width: 225px;">Brand</td> <td style="height: 45px; width: 345px;"> <p class="h1 page-title">BDCOM</p> </td> </tr> <tr style="height: 42px;"> <td style="height: 42px; width: 225px;">Item model number</td> <td style="height: 42px; width: 345px;"> <p>BDCOM-S2528P</p> </td> </tr> <tr style="height: 59px;"> <td style="height: 59px; width: 225px;">Product Type</td> <td style="height: 59px; width: 345px;"> <p>PoE Switch</p> </td> </tr> <tr style="height: 59px;"> <td style="height: 59px; width: 225px;">Switching&nbsp; capacity</td> <td style="height: 59px; width: 345px;"> <p>64Gbps&nbsp;</p> </td> </tr> <tr style="height: 59px;"> <td style="height: 59px; width: 225px;">Forwarding rate</td> <td style="height: 59px; width: 345px;">42Mpps</td> </tr> <tr style="height: 59px;"> <td style="height: 59px; width: 225px;">Dimensions mm (WxDxH)</td> <td style="height: 59px; width: 345px;">442x315x44</td> </tr> <tr style="height: 59px;"> <td style="height: 59px; width: 225px;">Power consumption</td> <td style="height: 59px; width: 345px;">&lt;45W</td> </tr> <tr style="height: 59px;"> <td style="height: 59px; width: 225px;">POE/POE+</td> <td style="height: 59px; width: 345px;">Support</td> </tr> <tr style="height: 59px;"> <td style="height: 59px; width: 225px;">POE power</td> <td style="height: 59px; width: 345px;">400W</td> </tr> <tr style="height: 59px;"> <td style="height: 59px; width: 225px;">Power supply</td> <td style="height: 59px; width: 345px;"> <p>AC: 100V-240V, 50Hzt.10%</p> <p>DC: -36V--72V (the POE switch here doesn't support DC power supply)&nbsp;</p> </td> </tr> </tbody> </table> | 24 x GB PoE Ports and 4 x SFP Ports, Layer 2 Managed | 4152 | 5491 | 1064 | IN STOCK at EXTERNAL supplier. <br> If ordered before 10AM: <br>DELIVERED next business day (main centres) <br>or 3-5 business days (regional areas or large items)<br> COLLECTION from Geewiz available Same Day (approx 4:30pm) | Miro | 1 | https://miro.co.za/img/p/3/8/1/4/3814.jpg |  | BDCOM-S2528P Data Sheet
3 | Edge-core | EC-ECS4510-28P | Edge-Core 28 Port Gb Layer 2 PoE+ Switch | <p><strong>FEATURES</strong></p> <p>The Edgecore ECS4510 series includes high-performance Gigabit Ethernet Layer 2+ switches featuring 28 or 52 ports; 24 /48 10/100/1000BASE-T ports, two 10G SFP+ ports, and one 10G expansion slot for a dual-port module. The switch is ideal for high-performance server aggregations, such as enterprise data centers, where it can connect high-end or network-attached file servers through fiber ports. It can also deployed as a backbone upgrade, or to provide Gigabit-to-the-desktop for power users. This switch is packed with features and is a cost-effective solution that brings continuous availability, enhanced security, and advanced QoS to the network edge, while maintaining simplicity of management.</p> <p><strong>PRODUCT SPECIFICATIONS</strong></p> <table style="width: 600px;"> <tbody> <tr style="height: 45px;"> <td style="height: 45px; width: 225px;">Brand</td> <td style="height: 45px; width: 345px;"> <p class="h1 page-title">Edge-core</p> </td> </tr> <tr style="height: 42px;"> <td style="height: 42px; width: 225px;">Item model number</td> <td style="height: 42px; width: 345px;"> <p>EC-ECS4510-28P</p> </td> </tr> <tr style="height: 59px;"> <td style="height: 59px; width: 225px;">Product Type</td> <td style="height: 59px; width: 345px;"> <p>PoE Switch</p> </td> </tr> <tr style="height: 59px;"> <td style="height: 59px; width: 225px;">RJ-45 10/100/1000BASE-T Ports</td> <td style="height: 59px; width: 345px;"> <p>24</p> </td> </tr> <tr style="height: 59px;"> <td style="height: 59px; width: 225px;">Switching Capacity</td> <td style="height: 59px; width: 345px;">128 Gbps</td> </tr> <tr style="height: 59px;"> <td style="height: 59px; width: 225px;">Forwarding Rate</td> <td style="height: 59px; width: 345px;">95.23 Mpps</td> </tr> <tr style="height: 59px;"> <td style="height: 59px; width: 225px;">Flash Memory</td> <td style="height: 59px; width: 345px;">128 MB</td> </tr> <tr style="height: 59px;"> <td style="height: 59px; width: 225px;">DRAM</td> <td style="height: 59px; width: 345px;">256 MB</td> </tr> <tr style="height: 59px;"> <td style="height: 59px; width: 225px;">MAC Address Table Size</td> <td style="height: 59px; width: 345px;">16K</td> </tr> <tr style="height: 59px;"> <td style="height: 59px; width: 225px;">PoE Power Budget</td> <td style="height: 59px; width: 345px;">410 W</td> </tr> <tr style="height: 59px;"> <td style="height: 59px; width: 225px;">Max System Power Consumption (Watts)</td> <td style="height: 59px; width: 345px;">49 W</td> </tr> </tbody> </table> | 24xGb PoE+ Port, 2xSFP+, 1x Module slot, 410W. Stackable. | 18461 | 24415 | 1064 | IN STOCK at EXTERNAL supplier. <br> If ordered before 10AM: <br>DELIVERED next business day (main centres) <br>or 3-5 business days (regional areas or large items)<br> COLLECTION from Geewiz available Same Day (approx 4:30pm) | Miro | 1 | https://miro.co.za/img/p/3/8/1/3/3813.jpg | https://miro.co.za/index.php?controller=attachment&id_attachment=3989 | EC-ECS4510-28P Data Sheet
3 | Netonix | NTX-WS-12250-AC | Netonix 12 Port Managed 250W Passive AC POE Switch + 2 SFP Uplink Ports | <p><strong>FEATURES</strong></p> <p>Netonix 12 Port managed 250W passive AC PoE Switch + 2 SFP uplink ports, Supports 24V &amp; 48V passive PoE, Both 2-pair and 4-pair, 220V AC Input, WS-12-250-AC, 12x 10/10011000 Ethernet ports, 2x SFP ports&nbsp;</p> <p><strong>PRODUCT SPECIFICATIONS</strong></p> <table style="width: 600px;"> <tbody> <tr style="height: 45px;"> <td style="height: 45px; width: 225px;">Brand</td> <td style="height: 45px; width: 345px;"> <p class="h1 page-title">Netonix</p> </td> </tr> <tr style="height: 42px;"> <td style="height: 42px; width: 225px;">Item model number</td> <td style="height: 42px; width: 345px;"> <p>NTX-WS-12250-AC</p> </td> </tr> <tr style="height: 59px;"> <td style="height: 59px; width: 225px;">Product Type</td> <td style="height: 59px; width: 345px;"> <p>PoE Switch</p> </td> </tr> <tr style="height: 59px;"> <td style="height: 59px; width: 225px;">Dimensions</td> <td style="height: 59px; width: 345px;"> <p>223mm x 181mm x 44mm</p> </td> </tr> <tr style="height: 59px;"> <td style="height: 59px; width: 225px;">Power Input</td> <td style="height: 59px; width: 345px;">210-230 &amp; 110-120 VAC</td> </tr> <tr style="height: 59px;"> <td style="height: 59px; width: 225px;">Max. PowerConsumption</td> <td style="height: 59px; width: 345px;">250 Watts</td> </tr> <tr style="height: 59px;"> <td style="height: 59px; width: 225px;">SwitchCoreandPHYs</td> <td style="height: 59px; width: 345px;">Vitesse</td> </tr> <tr style="height: 59px;"> <td style="height: 59px; width: 225px;">Processor</td> <td style="height: 59px; width: 345px;">MIPS 24K 416MHz</td> </tr> <tr style="height: 59px;"> <td style="height: 59px; width: 225px;">SystemMemory</td> <td style="height: 59px; width: 345px;">128 MB</td> </tr> <tr style="height: 59px;"> <td style="height: 59px; width: 225px;">Flash Storage</td> <td style="height: 59px; width: 345px;">16 MB</td> </tr> <tr style="height: 59px;"> <td style="height: 59px; width: 225px;">Total Non-Blocking Line Rate</td> <td style="height: 59px; width: 345px;">14Gbps</td> </tr> <tr style="height: 59px;"> <td style="height: 59px; width: 225px;">Ethernet Ports</td> <td style="height: 59px; width: 345px;"> <p>(12) 10/100/1000 Ethernet Ports</p> <p>(2)SFPPorts</p> </td> </tr> </tbody> </table> | Supports 24V &amp; 48V Passive PoE, both 2-pair and 4-pair. 220V AC Input | 6015 | 7955 | 1064 | IN STOCK at EXTERNAL supplier. <br> If ordered before 10AM: <br>DELIVERED next business day (main centres) <br>or 3-5 business days (regional areas or large items)<br> COLLECTION from Geewiz available Same Day (approx 4:30pm) | Miro | 1 | https://miro.co.za/img/p/3/8/1/2/3812.jpg |  | NTX-WS-12250-AC Data Sheet
3 | Teltonika | TTK-TSW100 | Teltonika 5-port Industrial Gigabit PoE Switch - Unmanaged, 802.3af/at, 30watts per port. | <p><strong>FEATURES</strong></p> <p>Teltonika 5-port Industrial Gigabit PoE Switch - Unmanaged, 802.3af/at, 30watts per port.</p> <p><strong>PRODUCT SPECIFICATIONS</strong></p> <table style="width: 600px;"> <tbody> <tr style="height: 45px;"> <td style="height: 45px; width: 225px;">Brand</td> <td style="height: 45px; width: 345px;"> <p class="h1 page-title">Teltonika</p> </td> </tr> <tr style="height: 42px;"> <td style="height: 42px; width: 225px;">Item model number</td> <td style="height: 42px; width: 345px;"> <p>TTK-TSW100</p> </td> </tr> <tr style="height: 59px;"> <td style="height: 59px; width: 225px;">Product Type</td> <td style="height: 59px; width: 345px;"> <p>PoE Switch</p> </td> </tr> </tbody> </table> | 60watt PSU incl., 7-58V DC In, 4 ports PoE/1 uplink, DIN-Rail Mountable | 1470 | 1944 | 1064 | IN STOCK at EXTERNAL supplier. <br> If ordered before 10AM: <br>DELIVERED next business day (main centres) <br>or 3-5 business days (regional areas or large items)<br> COLLECTION from Geewiz available Same Day (approx 4:30pm) | Miro | 1 | https://miro.co.za/img/p/3/8/1/1/3811.jpg |  | TTK-TSW100 Data Sheet
3 | TP-Link | TP-T2600G-28SQ | TP-Link JetStream 28-Port Gigabit SFP L2 Managed Switch, 24 x Gb RJ45 Ports, 4 x 10G SFP+ Slots | <p><strong>FEATURES</strong></p> <ul> <li>24 Gigabit fiber connections and 10G SFP+ fiber interfaces provide more than enough bandwidth and stability for hi-speed data transmission</li> <li>4 Combo Gigabit Ethernet ports for easy copper wiring</li> <li>L2+ feature&mdash;&mdash;Static Routing, helps to route traffic between subnets without an extra router</li> <li>IP-MAC-Port Binding, ACL, Port Security, DoS Defend, Storm control, DHCP Snooping, 802.1X Authentication and Radius provide all the tools you need for&nbsp;robust security policies</li> <li>L2/L3/L4 QoS and IGMP snooping optimize voice and video application</li> <li>IPv6 functions including dual IPv4/IPv6 stack, MLD snooping, IPv6 neighbor discovery</li> <li>Web, CLI (Console Port, Telnet, SSH), SNMP, RMON and Dual Image for easy&nbsp;management and monitoring</li> </ul> <p><strong>PRODUCT SPECIFICATIONS</strong></p> <table style="width: 600px;"> <tbody> <tr style="height: 45px;"> <td style="height: 45px; width: 219px;">Brand</td> <td style="height: 45px; width: 351px;"> <p class="h1 page-title">TP-Link</p> </td> </tr> <tr style="height: 42px;"> <td style="height: 42px; width: 219px;">Item model number</td> <td style="height: 42px; width: 351px;"> <p>TP-T2600G-28SQ</p> </td> </tr> <tr style="height: 59px;"> <td style="height: 59px; width: 219px;">Product Type</td> <td style="height: 59px; width: 351px;"> <p>Managed Switch</p> </td> </tr> <tr style="height: 59px;"> <td style="height: 59px; width: 219px;">Interface</td> <td style="height: 59px; width: 351px;"> <p>24 Gigabit SFP Slots<br />4 Combo 10/100/1000 Mbps RJ45 Ports<br />4 10G SFP+ Slots<br />1 RJ45 Console Port<br />1 Micro-usb Console Port</p> </td> </tr> <tr style="height: 59px;"> <td style="height: 59px; width: 219px;">Power Supply</td> <td style="height: 59px; width: 351px;">100~240VAC, 50/60Hz</td> </tr> <tr style="height: 59px;"> <td style="height: 59px; width: 219px;">Dimensions ( W x D x H )</td> <td style="height: 59px; width: 351px;">17.3 &times; 8.7 &times; 1.7 in.<br />(440 &times; 220 &times; 44 mm)</td> </tr> <tr style="height: 59px;"> <td style="height: 59px; width: 219px;">Mounting</td> <td style="height: 59px; width: 351px;">19" 1U rack mountable</td> </tr> <tr style="height: 59px;"> <td style="height: 59px; width: 219px;">Max Power Consumption</td> <td style="height: 59px; width: 351px;">29.7W</td> </tr> <tr style="height: 59px;"> <td style="height: 59px; width: 219px;">Max Heat Dissipation</td> <td style="height: 59px; width: 351px;">101.2 BTU/h</td> </tr> <tr style="height: 59px;"> <td style="height: 59px; width: 219px;">Bandwidth/Backplane</td> <td style="height: 59px; width: 351px;">128Gbps</td> </tr> <tr style="height: 59px;"> <td style="height: 59px; width: 219px;">Packet Forwarding Rate</td> <td style="height: 59px; width: 351px;">95.2Mpps</td> </tr> <tr style="height: 59px;"> <td style="height: 59px; width: 219px;">MAC Address Table</td> <td style="height: 59px; width: 351px;">16k</td> </tr> <tr style="height: 59px;"> <td style="height: 59px; width: 219px;">Jumbo Frame</td> <td style="height: 59px; width: 351px;">9216 Bytes</td> </tr> </tbody> </table> | Layer 2+, Static Routing, OAM, sFlow, DDM, 802.1Q VLAN, IGMP Snooping, Radius/Tacacs+ Authentication | 8070 | 10673 | 1064 | IN STOCK at EXTERNAL supplier. <br> If ordered before 10AM: <br>DELIVERED next business day (main centres) <br>or 3-5 business days (regional areas or large items)<br> COLLECTION from Geewiz available Same Day (approx 4:30pm) | Miro | 1 | https://miro.co.za/img/p/3/8/1/0/3810.jpg | https://miro.co.za/index.php?controller=attachment&id_attachment=3991 | TP-T2600G-28SQ Data Sheet
3 | EnGenius | EN-EP800H | EnGenius Digital Long Range Cordless Handset only, 2KM range, 863MHz ~ 865MHz, ruggedized | <p><strong>FEATURES</strong></p> <p>EP800H, Industrial Cordless offer durability and coverage with various levels of phone system functionality.</p> <p>Their feature of broadcast, 2-way radio, single-line access, and wide coverage area makes it ideal for large warehouses, retail stores and outdoor facilities like auto dealerships, nursery and Campuses. The robust design also ensures durability and makes it one of the most long lasting Industrial cordless</p> <p>EP800H eliminates the need for users to carry a separate two-way radio unit, where user can contact just one person or broadcast a message like a traditional radio system to all or a specific group of users. EP800H is a best upgrade and option from EP802 and EP801 handsets, where usage is in a harsh environment or weather</p> <p><strong>PRODUCT SPECIFICATIONS</strong></p> <table style="width: 600px;"> <tbody> <tr style="height: 45px;"> <td style="height: 45px; width: 219px;">Brand</td> <td style="height: 45px; width: 351px;"> <p class="h1 page-title">EnGenius</p> </td> </tr> <tr style="height: 42px;"> <td style="height: 42px; width: 219px;">Item model number</td> <td style="height: 42px; width: 351px;"> <p>EN-EP800H</p> </td> </tr> <tr style="height: 59px;"> <td style="height: 59px; width: 219px;">Product Type</td> <td style="height: 59px; width: 351px;"> <p>Handset</p> </td> </tr> <tr style="height: 59px;"> <td style="height: 59px; width: 219px;">Frequency</td> <td style="height: 59px; width: 351px;"> <p>863-865 MHz</p> </td> </tr> <tr style="height: 59px;"> <td style="height: 59px; width: 219px;">RF Output Power</td> <td style="height: 59px; width: 351px;">Peak: 7 dBm Average: 5 dBm</td> </tr> <tr style="height: 59px;"> <td style="height: 59px; width: 219px;">Channel Spacing</td> <td style="height: 59px; width: 351px;">50 kHz</td> </tr> <tr style="height: 59px;"> <td style="height: 59px; width: 219px;">Number of Channels</td> <td style="height: 59px; width: 351px;">38</td> </tr> <tr style="height: 59px;"> <td style="height: 59px; width: 219px;">Antenna Connector</td> <td style="height: 59px; width: 351px;">Proprietary</td> </tr> <tr style="height: 59px;"> <td style="height: 59px; width: 219px;">Channel Coding</td> <td style="height: 59px; width: 351px;">&frac12; rate Convolutional + CRC</td> </tr> <tr style="height: 59px;"> <td style="height: 59px; width: 219px;">Transmission Data Rate</td> <td style="height: 59px; width: 351px;">42.667kbps</td> </tr> <tr style="height: 59px;"> <td style="height: 59px; width: 219px;">Power Source</td> <td style="height: 59px; width: 351px;">3.7 V/1100mAh Li-Ion Battery&nbsp;</td> </tr> <tr style="height: 59px;"> <td style="height: 59px; width: 219px;">Charger Current</td> <td style="height: 59px; width: 351px;">550mA (550/850 mA for desktop charger)</td> </tr> </tbody> </table> | Handset Only | 4770 | 6308 | 1156 | IN STOCK at EXTERNAL supplier. <br> If ordered before 10AM: <br>DELIVERED next business day (main centres) <br>or 3-5 business days (regional areas or large items)<br> COLLECTION from Geewiz available Same Day (approx 4:30pm) | Miro | 1 | https://miro.co.za/img/p/3/8/0/9/3809.jpg |  | EN-EP800H Data Sheet
3 | Sangoma | SG-A101-DEKIT | Sangoma - T1 / E1 SD-WAN data card. | <p><strong>FEATURES</strong></p> <p>A101DE T1/E1/J1 PCI Express Card. supports data transfer rates up to 1.544 Mbps</p> <p><strong>PRODUCT SPECIFICATIONS</strong></p> <table style="width: 600px;"> <tbody> <tr style="height: 45px;"> <td style="height: 45px; width: 219px;">Brand</td> <td style="height: 45px; width: 351px;"> <p class="h1 page-title">Sangoma</p> </td> </tr> <tr style="height: 42px;"> <td style="height: 42px; width: 219px;">Item model number</td> <td style="height: 42px; width: 351px;"> <p>SG-A101-DEKIT</p> </td> </tr> <tr style="height: 59px;"> <td style="height: 59px; width: 219px;">Product Type</td> <td style="height: 59px; width: 351px;"> <p>data card</p> </td> </tr> <tr style="height: 59px;"> <td style="height: 59px; width: 219px;">Bus Type</td> <td style="height: 59px; width: 351px;"> <p>PCI-Express&nbsp;</p> </td> </tr> <tr style="height: 59px;"> <td style="height: 59px; width: 219px;">Echo Cancellation</td> <td style="height: 59px; width: 351px;">Yes</td> </tr> <tr style="height: 59px;"> <td style="height: 59px; width: 219px;">Low Profile&nbsp;</td> <td style="height: 59px; width: 351px;">No</td> </tr> <tr style="height: 59px;"> <td style="height: 59px; width: 219px;">Voice Signaling Methods&nbsp;</td> <td style="height: 59px; width: 351px;">CAS. ISDN PRI, PRI, MFCfR2, ATM, PPP, SS7, BSC. HDLC </td> </tr> </tbody> </table> | A101DE T1/E1/J1 PCI Express Card. supports data transfer rates up to 1.544 Mbps | 15833 | 20939 | 1156 | IN STOCK at EXTERNAL supplier. <br> If ordered before 10AM: <br>DELIVERED next business day (main centres) <br>or 3-5 business days (regional areas or large items)<br> COLLECTION from Geewiz available Same Day (approx 4:30pm) | Miro | 1 | https://miro.co.za/img/p/3/8/0/8/3808.jpg |  | SG-A101-DEKIT Data Sheet
3 | Grandstream | GS-GXW4504 | Grandstream E1/T1/J1 Digital VoIP Gateway | <p><strong>FEATURES</strong></p> <p>The GXW4500 series are E1/T1 Digital VoIP Gateways that allow digital PSTN and ISDN trunks to be integrated with VoIP networks. By connecting the GXW4500 series with a VoIP network and a traditional PBX or E1/ T1 provider, businesses can drastically increase the amount of PSTN/ISDN trunks integrated with their VoIP network. The GXW4500 series offers three models that provide 1, 2 or 4 E1/T1/J1 spans and support 30, 60 or 120 concurrent calls to cater to the VoIP needs of large and medium sized enterprises.</p> <p><strong>PRODUCT SPECIFICATIONS</strong></p> <table style="width: 600px;"> <tbody> <tr style="height: 45px;"> <td style="height: 45px; width: 219px;">Brand</td> <td style="height: 45px; width: 351px;"> <p class="h1 page-title">Grandstream</p> </td> </tr> <tr style="height: 42px;"> <td style="height: 42px; width: 219px;">Item model number</td> <td style="height: 42px; width: 351px;"> <p>GS-GXW4504</p> </td> </tr> <tr style="height: 59px;"> <td style="height: 59px; width: 219px;">Product Type</td> <td style="height: 59px; width: 351px;"> <p>Gateway</p> </td> </tr> <tr style="height: 59px;"> <td style="height: 59px; width: 219px;">E1/T1/J1 Interface</td> <td style="height: 59px; width: 351px;"> <p>1/2/4 RJ45 ports, supporting up to 30/60/120 simultaneous VoIP calls</p> </td> </tr> <tr style="height: 59px;"> <td style="height: 59px; width: 219px;">Network Interfaces</td> <td style="height: 59px; width: 351px;">Dual self-adaptive Gigabit ports (switched or routed)</td> </tr> <tr style="height: 59px;"> <td style="height: 59px; width: 219px;">LCD Display</td> <td style="height: 59px; width: 351px;">128x32 dot matrix graphic LCD with DOWN and OK buttons</td> </tr> <tr style="height: 59px;"> <td style="height: 59px; width: 219px;">Reset Switch</td> <td style="height: 59px; width: 351px;">Yes, long press for factory reset and short press for reboot</td> </tr> <tr style="height: 59px;"> <td style="height: 59px; width: 219px;">Voice-over-Packet Capabilities</td> <td style="height: 59px; width: 351px;">LEC with NLP Packetized Voice Protocol Unit, 128ms-tail-length carrier grade Line Echo Cancellation, Dynamic Jitter Buffer, Modem detection &amp; auto-switch to G.711</td> </tr> <tr style="height: 59px;"> <td style="height: 59px; width: 219px;">Voice and Fax Codecs</td> <td style="height: 59px; width: 351px;">G.711 A-law/U-law, G.722, G.723.1 5.3K/6.3K, G.726, G.729A/B, iLBC, AAL2-G.726-32</td> </tr> <tr style="height: 59px;"> <td style="height: 59px; width: 219px;">Voice-quality Enhancement</td> <td style="height: 59px; width: 351px;">Echo cancellation (G.168-2004), Jitter buffer, Silence suppression (VAD, CNG), PLC</td> </tr> <tr style="height: 59px;"> <td style="height: 59px; width: 219px;">DTMF Methods</td> <td style="height: 59px; width: 351px;">In-band audio, RFC2833, and SIP INFO</td> </tr> <tr style="height: 59px;"> <td style="height: 59px; width: 219px;">Universal Power Supply</td> <td style="height: 59px; width: 351px;">Input: 100 ~ 240VAC, 50/60Hz; Output: DC+12V, 2A</td> </tr> </tbody> </table> | 4xLAN, WAN, Gigabit Ethernet, graphic LCD screen, USB 3.0, SD card | 27310 | 36117 | 1676 | IN STOCK at EXTERNAL supplier. <br> If ordered before 10AM: <br>DELIVERED next business day (main centres) <br>or 3-5 business days (regional areas or large items)<br> COLLECTION from Geewiz available Same Day (approx 4:30pm) | Miro | 1 | https://miro.co.za/img/p/3/8/0/7/3807.jpg | https://miro.co.za/index.php?controller=attachment&id_attachment=3996 | GS-GXW4504 Data Sheet
3 | Digium | DI-BRI-MOD | Digium 4 Port BRI Module | <p><strong>FEATURES</strong></p> <p>Digium Quad Port, Eight Channel Basic Rate ISDN Module, Rill to RJ45 Cables Included </p> <p><strong>PRODUCT SPECIFICATIONS</strong></p> <table style="width: 600px;"> <tbody> <tr style="height: 45px;"> <td style="height: 45px; width: 219px;">Brand</td> <td style="height: 45px; width: 351px;"> <p class="h1 page-title">Digium</p> </td> </tr> <tr style="height: 42px;"> <td style="height: 42px; width: 219px;">Item model number</td> <td style="height: 42px; width: 351px;"> <p>DI-BRI-MOD</p> </td> </tr> <tr style="height: 59px;"> <td style="height: 59px; width: 219px;">Product Type</td> <td style="height: 59px; width: 351px;"> <p>BRI Module</p> </td> </tr> </tbody> </table> | Eight Channel BRI Module, RJ11 to RJ45 Cables Included | 5908 | 7813 | 1156 | IN STOCK at EXTERNAL supplier. <br> If ordered before 10AM: <br>DELIVERED next business day (main centres) <br>or 3-5 business days (regional areas or large items)<br> COLLECTION from Geewiz available Same Day (approx 4:30pm) | Miro | 1 | https://miro.co.za/img/p/3/8/0/6/3806.jpg |  | DI-BRI-MOD Data Sheet
3 | Sangoma | SG-PBXT-OPT-CCR-0060 | Sangoma - PBXact Call Center PBXact 60 | <p><strong>FEATURES</strong></p> <p>PBXact Software Add-on</p> <p><strong>PRODUCT SPECIFICATIONS</strong></p> <table style="width: 600px;"> <tbody> <tr style="height: 45px;"> <td style="height: 45px; width: 221px;">Brand</td> <td style="height: 45px; width: 349px;"> <p class="h1 page-title">Sangoma</p> </td> </tr> <tr style="height: 42px;"> <td style="height: 42px; width: 221px;">Item model number</td> <td style="height: 42px; width: 349px;"> <p>SG-PBXT-OPT-CCR-0060</p> </td> </tr> <tr style="height: 59px;"> <td style="height: 59px; width: 221px;">Product Type</td> <td style="height: 59px; width: 349px;"> <p>Call Center</p> </td> </tr> </tbody> </table> | PBXact Software Add-on | 7087 | 9373 | 77 | IN STOCK at EXTERNAL supplier. <br> If ordered before 10AM: <br>DELIVERED next business day (main centres) <br>or 3-5 business days (regional areas or large items)<br> COLLECTION from Geewiz available Same Day (approx 4:30pm) | Miro | 1 | https://miro.co.za/img/p/3/8/0/5/3805.jpg |  | SG-PBXT-OPT-CCR-0060 Data Sheet
3 | Sangoma | SG-SVCM-PBXT-0060G | Sangoma - Gold Support PBXact 60 | <p><strong>FEATURES</strong></p> <p>Support Contract Gold for PBXact 60 systems with coverage for 1 year from previous expiration date</p> <p><strong>PRODUCT SPECIFICATIONS</strong></p> <table style="width: 600px;"> <tbody> <tr style="height: 45px;"> <td style="height: 45px; width: 221px;">Brand</td> <td style="height: 45px; width: 349px;"> <p class="h1 page-title">Sangoma</p> </td> </tr> <tr style="height: 42px;"> <td style="height: 42px; width: 221px;">Item model number</td> <td style="height: 42px; width: 349px;"> <p>SG-SVCM-PBXT-0060G</p> </td> </tr> <tr style="height: 59px;"> <td style="height: 59px; width: 221px;">Product Type</td> <td style="height: 59px; width: 349px;"> <p>Gold Support</p> </td> </tr> </tbody> </table> | Support Contract Gold for PBXact 60 systems with coverage for 1 year from previous expiration date | 2764 | 3655 | 77 | IN STOCK at EXTERNAL supplier. <br> If ordered before 10AM: <br>DELIVERED next business day (main centres) <br>or 3-5 business days (regional areas or large items)<br> COLLECTION from Geewiz available Same Day (approx 4:30pm) | Miro | 1 | https://miro.co.za/img/p/3/8/0/4/3804.jpg |  | SG-SVCM-PBXT-0060G Data Sheet
3 | Sangoma | SG-PBXT-XVW-U020 | Sangoma - XactView V3 20 User Packs | <p><strong>FEATURES</strong></p> <p>PBXact Software Add-on</p> <p><strong>PRODUCT SPECIFICATIONS</strong></p> <table style="width: 600px;"> <tbody> <tr style="height: 45px;"> <td style="height: 45px; width: 221px;">Brand</td> <td style="height: 45px; width: 349px;"> <p class="h1 page-title">Sangoma</p> </td> </tr> <tr style="height: 42px;"> <td style="height: 42px; width: 221px;">Item model number</td> <td style="height: 42px; width: 349px;"> <p>SG-PBXT-XVW-U020</p> </td> </tr> <tr style="height: 59px;"> <td style="height: 59px; width: 221px;">Product Type</td> <td style="height: 59px; width: 349px;"> <p>User Packs</p> </td> </tr> </tbody> </table> | PBXact Software Add-on | 2114 | 2796 | 77 | IN STOCK at EXTERNAL supplier. <br> If ordered before 10AM: <br>DELIVERED next business day (main centres) <br>or 3-5 business days (regional areas or large items)<br> COLLECTION from Geewiz available Same Day (approx 4:30pm) | Miro | 1 | https://miro.co.za/img/p/3/8/0/3/3803.jpg |  | SG-PBXT-XVW-U020 Data Sheet
3 | Grandstream | GS-IPVT-PAR150 | Grandstream IPVideoTalk Participant Add-on | <p><strong>FEATURES</strong></p> <p>Add 150 Particpants</p> <p><strong>PRODUCT SPECIFICATIONS</strong></p> <table style="width: 600px;"> <tbody> <tr style="height: 45px;"> <td style="height: 45px; width: 221px;">Brand</td> <td style="height: 45px; width: 349px;"> <p class="h1 page-title">Grandstream</p> </td> </tr> <tr style="height: 42px;"> <td style="height: 42px; width: 221px;">Item model number</td> <td style="height: 42px; width: 349px;"> <p>GS-IPVT-PAR150</p> </td> </tr> <tr style="height: 59px;"> <td style="height: 59px; width: 221px;">Product Type</td> <td style="height: 59px; width: 349px;"> <p>Participant Add-on</p> </td> </tr> </tbody> </table> | Add 150 Particpants | 9365 | 12385 | 645 | IN STOCK at EXTERNAL supplier. <br> If ordered before 10AM: <br>DELIVERED next business day (main centres) <br>or 3-5 business days (regional areas or large items)<br> COLLECTION from Geewiz available Same Day (approx 4:30pm) | Miro | 1 | https://miro.co.za/img/p/3/8/0/2/3802.jpg |  | GS-IPVT-PAR150 Data Sheet
3 | Grandstream | GS-IPVT-PAR50 | Grandstream IPVideoTalk Participant Add-on | <p><strong>FEATURES</strong></p> <p>Add 50 Particpants</p> <p><strong>PRODUCT SPECIFICATIONS</strong></p> <table style="width: 600px;"> <tbody> <tr style="height: 45px;"> <td style="height: 45px; width: 221px;">Brand</td> <td style="height: 45px; width: 349px;"> <p class="h1 page-title">Grandstream</p> </td> </tr> <tr style="height: 42px;"> <td style="height: 42px; width: 221px;">Item model number</td> <td style="height: 42px; width: 349px;"> <p>GS-IPVT-PAR50</p> </td> </tr> <tr style="height: 59px;"> <td style="height: 59px; width: 221px;">Product Type</td> <td style="height: 59px; width: 349px;"> <p>Participant Add-on</p> </td> </tr> </tbody> </table> | Add 50 Particpants | 3467 | 4585 | 645 | IN STOCK at EXTERNAL supplier. <br> If ordered before 10AM: <br>DELIVERED next business day (main centres) <br>or 3-5 business days (regional areas or large items)<br> COLLECTION from Geewiz available Same Day (approx 4:30pm) | Miro | 1 | https://miro.co.za/img/p/3/8/0/1/3801.jpg | https://miro.co.za/index.php?controller=attachment&id_attachment=3997 | GS-IPVT-PAR50 Data Sheet
3 | Grandstream | GS-IPVT-STOR | Grandstream IPVideoTalk Storage Add-on | <p><strong>FEATURES</strong></p> <p>Extra 50GB</p> <p><strong>PRODUCT SPECIFICATIONS</strong></p> <table style="width: 600px;"> <tbody> <tr style="height: 45px;"> <td style="height: 45px; width: 221px;">Brand</td> <td style="height: 45px; width: 349px;"> <p class="h1 page-title">Grandstream</p> </td> </tr> <tr style="height: 42px;"> <td style="height: 42px; width: 221px;">Item model number</td> <td style="height: 42px; width: 349px;"> <p>GS-IPVT-STOR</p> </td> </tr> <tr style="height: 59px;"> <td style="height: 59px; width: 221px;">Product Type</td> <td style="height: 59px; width: 349px;"> <p>Storage Add-on</p> </td> </tr> </tbody> </table> | Extra 50GB | 3425 | 4530 | 645 | IN STOCK at EXTERNAL supplier. <br> If ordered before 10AM: <br>DELIVERED next business day (main centres) <br>or 3-5 business days (regional areas or large items)<br> COLLECTION from Geewiz available Same Day (approx 4:30pm) | Miro | 1 | https://miro.co.za/img/p/3/8/0/0/3800.jpg | https://miro.co.za/index.php?controller=attachment&id_attachment=3997 | GS-IPVT-STOR Data Sheet
3 | Sangoma | SG-PHON-D10M | Sangoma - D10M DECT Extra Handset (Universal Handset) | <p><strong>FEATURES</strong></p> <p>Extra Headset to use with Sangoma DB20 DECT Base Stations. Includes PSU.</p> <p><strong>PRODUCT SPECIFICATIONS</strong></p> <table style="width: 600px;"> <tbody> <tr style="height: 45px;"> <td style="height: 45px; width: 221px;">Brand</td> <td style="height: 45px; width: 349px;"> <p class="h1 page-title">Sangoma</p> </td> </tr> <tr style="height: 42px;"> <td style="height: 42px; width: 221px;">Item model number</td> <td style="height: 42px; width: 349px;"> <p>SG-PHON-D10M</p> </td> </tr> <tr style="height: 59px;"> <td style="height: 59px; width: 221px;">Product Type</td> <td style="height: 59px; width: 349px;"> <p>Handset</p> </td> </tr> <tr style="height: 59px;"> <td style="height: 59px; width: 221px;">Handset Features</td> <td style="height: 59px; width: 349px;"> <p>1.44&rsquo;&rsquo; TFT display (128 x 128 x 64k) with graphical user interface</p> <p>Up to 5 simultaneous calls (Base station)</p> <p>Standby time: 75 hours</p> <p>Talk time: Up to 8 hours</p> <p>Range: Up to 50m indoors</p> <p>Headset connector (3.5mm)</p> </td> </tr> <tr style="height: 59px;"> <td style="height: 59px; width: 221px;">Network</td> <td style="height: 59px; width: 349px;"> <p>Up to 5 simultaneous calls</p> <p>1x RJ45 10 / 100M Ethernet port</p> <p>IP assignment: static / DHCP</p> </td> </tr> <tr style="height: 59px;"> <td style="height: 59px; width: 221px;">AC adapter (Handset and base station)</td> <td style="height: 59px; width: 349px;"> <p>AC 100-240V Input</p> <p>DC 5V/600mA Output</p> </td> </tr> <tr style="height: 59px;"> <td style="height: 59px; width: 221px;">Handset dimensions</td> <td style="height: 59px; width: 349px;">118 x 177 x 32mm (HxWxD)</td> </tr> <tr style="height: 59px;"> <td style="height: 59px; width: 221px;">Operating temperature</td> <td style="height: 59px; width: 349px;">-10~+40&deg;C</td> </tr> </tbody> </table> | Extra Headset to use with Sangoma DB20 DECT Base Stations. Includes PSU. | 2028 | 2682 | 1072 | IN STOCK at EXTERNAL supplier. <br> If ordered before 10AM: <br>DELIVERED next business day (main centres) <br>or 3-5 business days (regional areas or large items)<br> COLLECTION from Geewiz available Same Day (approx 4:30pm) | Miro | 1 | https://miro.co.za/img/p/3/7/9/9/3799.jpg |  | SG-PHON-D10M Data Sheet
3 | Sangoma | SG-PHON-DC201E | Sangoma - DECT Combo: D10M Handset and DB20E Base Station (EU/UK) | <p><strong>FEATURES</strong></p> <p>Sangoma DECT combo : D1OM handset and DB20E Base Station (EU/UK), Up to 5 simultaneous calls (Base Station), 75 hours Standby time, Up to 8 hours talk time, Up to 50m indoors range, lx RJ45 10 / 100m Ethernet Port </p> <p><strong>PRODUCT SPECIFICATIONS</strong></p> <table style="width: 600px;"> <tbody> <tr style="height: 45px;"> <td style="height: 45px; width: 221px;">Brand</td> <td style="height: 45px; width: 349px;"> <p class="h1 page-title">Sangoma</p> </td> </tr> <tr style="height: 42px;"> <td style="height: 42px; width: 221px;">Item model number</td> <td style="height: 42px; width: 349px;"> <p>SG-PHON-DC201E</p> </td> </tr> <tr style="height: 59px;"> <td style="height: 59px; width: 221px;">Product Type</td> <td style="height: 59px; width: 349px;"> <p>Handset</p> </td> </tr> <tr style="height: 59px;"> <td style="height: 59px; width: 221px;">Handset Features</td> <td style="height: 59px; width: 349px;"> <p>1.44&rsquo;&rsquo; TFT display (128 x 128 x 64k) with graphical user interface</p> <p>Up to 5 simultaneous calls (Base station)</p> <p>Standby time: 75 hours</p> <p>Talk time: Up to 8 hours</p> <p>Range: Up to 50m indoors</p> <p>Headset connector (3.5mm)</p> </td> </tr> <tr style="height: 59px;"> <td style="height: 59px; width: 221px;">Network</td> <td style="height: 59px; width: 349px;"> <p>Up to 5 simultaneous calls</p> <p>1x RJ45 10 / 100M Ethernet port</p> <p>IP assignment: static / DHCP</p> </td> </tr> <tr style="height: 59px;"> <td style="height: 59px; width: 221px;">AC adapter (Handset and base station)</td> <td style="height: 59px; width: 349px;"> <p>AC 100-240V Input</p> <p>DC 5V/600mA Output</p> </td> </tr> <tr style="height: 59px;"> <td style="height: 59px; width: 221px;">Handset dimensions</td> <td style="height: 59px; width: 349px;">118 x 177 x 32mm (HxWxD)</td> </tr> <tr style="height: 59px;"> <td style="height: 59px; width: 221px;">Operating temperature</td> <td style="height: 59px; width: 349px;">-10~+40&deg;C</td> </tr> </tbody> </table> | D10M Handset and DB20E Base Station Dect Combo. ( Europe ). | 3288 | 4348 | 1072 | IN STOCK at EXTERNAL supplier. <br> If ordered before 10AM: <br>DELIVERED next business day (main centres) <br>or 3-5 business days (regional areas or large items)<br> COLLECTION from Geewiz available Same Day (approx 4:30pm) | Miro | 1 | https://miro.co.za/img/p/3/7/9/8/3798.jpg |  | SG-PHON-DC201E Data Sheet
3 | Uniview | UN-HT-FH | UNV- Heat Tracker Forehead Temperature Module | <p><strong>FEATURES</strong></p> <p>UN-EP-S31-W-NB Pole Stand Optional, PSU-12V-H Optional</p> <p><strong>PRODUCT SPECIFICATIONS</strong></p> <table style="width: 600px;"> <tbody> <tr style="height: 45px;"> <td style="height: 45px; width: 221px;">Brand</td> <td style="height: 45px; width: 349px;"> <p class="h1 page-title">Uniview</p> </td> </tr> <tr style="height: 42px;"> <td style="height: 42px; width: 221px;">Item model number</td> <td style="height: 42px; width: 349px;"> <p>UN-HT-FH</p> </td> </tr> <tr style="height: 59px;"> <td style="height: 59px; width: 221px;">Product Type</td> <td style="height: 59px; width: 349px;"> <p>Heat Tracker</p> </td> </tr> <tr style="height: 59px;"> <td style="height: 59px; width: 221px;">Operation System</td> <td style="height: 59px; width: 349px;"> <p>Linux</p> </td> </tr> <tr style="height: 59px;"> <td style="height: 59px; width: 221px;">Storage Capacity</td> <td style="height: 59px; width: 349px;">4GB</td> </tr> <tr style="height: 59px;"> <td style="height: 59px; width: 221px;">Event Capacity</td> <td style="height: 59px; width: 349px;">30,000</td> </tr> <tr style="height: 59px;"> <td style="height: 59px; width: 221px;">Measurement Range</td> <td style="height: 59px; width: 349px;">30℃ - 45℃</td> </tr> <tr style="height: 59px;"> <td style="height: 59px; width: 221px;">Measurement Accuracy</td> <td style="height: 59px; width: 349px;">0.1℃</td> </tr> <tr style="height: 59px;"> <td style="height: 59px; width: 221px;">Measurement Deviation</td> <td style="height: 59px; width: 349px;">&le;&plusmn;0.3℃</td> </tr> <tr style="height: 59px;"> <td style="height: 59px; width: 221px;">Communication Mode</td> <td style="height: 59px; width: 349px;">10/100Mbps adaptive network port</td> </tr> <tr style="height: 59px;"> <td style="height: 59px; width: 221px;">Record Management</td> <td style="height: 59px; width: 349px;">Support local recording and real-time upload</td> </tr> <tr style="height: 59px;"> <td style="height: 59px; width: 221px;">Power Supply</td> <td style="height: 59px; width: 349px;">Input 12V&plusmn;25% DC</td> </tr> <tr style="height: 59px;"> <td style="height: 59px; width: 221px;">Screen</td> <td style="height: 59px; width: 349px;">Touch Screen, Size:7 inch, Resolution: 600&times;1024</td> </tr> <tr style="height: 59px;"> <td style="height: 59px; width: 221px;">Camera</td> <td style="height: 59px; width: 349px;">Dual Lens, 2MP, 1080P</td> </tr> </tbody> </table> | UN-EP-S31-W-NB Pole Stand Optional, PSU-12V-H Optional | 11967 | 15826 | 1853 | IN STOCK at EXTERNAL supplier. <br> If ordered before 10AM: <br>DELIVERED next business day (main centres) <br>or 3-5 business days (regional areas or large items)<br> COLLECTION from Geewiz available Same Day (approx 4:30pm) | Miro | 1 | https://miro.co.za/img/p/3/7/9/7/3797.jpg | https://miro.co.za/index.php?controller=attachment&id_attachment=4006 | UN-HT-FH Data Sheet
3 | Uniview | UN-HT-WR | UNV- Heat Tracker Wrist Temperature Module | <p><strong>FEATURES</strong></p> <p>UN-EP-S31-W-NB Pole Stand Optional, PSU-12V-H Optional</p> <p><strong>PRODUCT SPECIFICATIONS</strong></p> <table style="width: 600px;"> <tbody> <tr style="height: 45px;"> <td style="height: 45px; width: 221px;">Brand</td> <td style="height: 45px; width: 349px;"> <p class="h1 page-title">Uniview</p> </td> </tr> <tr style="height: 42px;"> <td style="height: 42px; width: 221px;">Item model number</td> <td style="height: 42px; width: 349px;"> <p>UN-HT-WR</p> </td> </tr> <tr style="height: 59px;"> <td style="height: 59px; width: 221px;">Product Type</td> <td style="height: 59px; width: 349px;"> <p>Heat Tracker</p> </td> </tr> <tr style="height: 59px;"> <td style="height: 59px; width: 221px;">Operation System</td> <td style="height: 59px; width: 349px;"> <p>Linux</p> </td> </tr> <tr style="height: 59px;"> <td style="height: 59px; width: 221px;">Face Capacity</td> <td style="height: 59px; width: 349px;">10,000</td> </tr> <tr style="height: 59px;"> <td style="height: 59px; width: 221px;">Card Capacity</td> <td style="height: 59px; width: 349px;">100,000</td> </tr> <tr style="height: 59px;"> <td style="height: 59px; width: 221px;">Storage Capacity</td> <td style="height: 59px; width: 349px;">4GB</td> </tr> <tr style="height: 59px;"> <td style="height: 59px; width: 221px;">Event Capacity</td> <td style="height: 59px; width: 349px;">8,000 (with images)</td> </tr> <tr style="height: 59px;"> <td style="height: 59px; width: 221px;">Communication Mode</td> <td style="height: 59px; width: 349px;">10/100Mbps adaptive network port</td> </tr> <tr style="height: 59px;"> <td style="height: 59px; width: 221px;">Record Management</td> <td style="height: 59px; width: 349px;">Support local recording and real-time upload</td> </tr> <tr style="height: 59px;"> <td style="height: 59px; width: 221px;">Power Supply</td> <td style="height: 59px; width: 349px;">Input 12V&plusmn;25% DC</td> </tr> <tr style="height: 59px;"> <td style="height: 59px; width: 221px;">Power Consumption</td> <td style="height: 59px; width: 349px;"> <p>Terminal: 10W</p> <p>Module: 756mW</p> </td> </tr> <tr style="height: 59px;"> <td style="height: 59px; width: 221px;">Screen</td> <td style="height: 59px; width: 349px;">Touch Screen, Size:7 inch, Resolution: 600&times;1024</td> </tr> <tr style="height: 59px;"> <td style="height: 59px; width: 221px;">Camera</td> <td style="height: 59px; width: 349px;">Dual Lens, 2MP, 1080P</td> </tr> </tbody> </table> | UN-EP-S31-W-NB Pole Stand Optional, PSU-12V-H Optional | 9552 | 12633 | 1853 | IN STOCK at EXTERNAL supplier. <br> If ordered before 10AM: <br>DELIVERED next business day (main centres) <br>or 3-5 business days (regional areas or large items)<br> COLLECTION from Geewiz available Same Day (approx 4:30pm) | Miro | 1 | https://miro.co.za/img/p/3/7/9/6/3796.jpg | https://miro.co.za/index.php?controller=attachment&id_attachment=4007 | UN-HT-WR Data Sheet
3 | Uniview | UN-EP-S31-W-NB | UNV - Mounting Pole Stand for the Forehead or Wrist Temperature Measurement Modules | <p><strong>FEATURES</strong></p> <p>Pair additional stand with- UN-HT-FH OR UN-HT-WR</p> <p><strong>PRODUCT SPECIFICATIONS</strong></p> <table style="width: 600px;"> <tbody> <tr style="height: 45px;"> <td style="height: 45px; width: 221px;">Brand</td> <td style="height: 45px; width: 349px;"> <p class="h1 page-title">Uniview</p> </td> </tr> <tr style="height: 42px;"> <td style="height: 42px; width: 221px;">Item model number</td> <td style="height: 42px; width: 349px;"> <p>UN-EP-S31-W-NB</p> </td> </tr> <tr style="height: 59px;"> <td style="height: 59px; width: 221px;">Product Type</td> <td style="height: 59px; width: 349px;"> <p>Mounting Pole Stand</p> </td> </tr> <tr style="height: 59px;"> <td style="height: 59px; width: 221px;">Material</td> <td style="height: 59px; width: 349px;"> <p>Iron</p> </td> </tr> <tr style="height: 59px;"> <td style="height: 59px; width: 221px;">Weight</td> <td style="height: 59px; width: 349px;">6.85KG</td> </tr> <tr style="height: 59px;"> <td style="height: 59px; width: 221px;">Dimensions (L&times;W&times;H)</td> <td style="height: 59px; width: 349px;">280mm&times;222mm&times;1158mm</td> </tr> <tr style="height: 59px;"> <td style="height: 59px; width: 221px;">Protection Level</td> <td style="height: 59px; width: 349px;">IP 54</td> </tr> <tr style="height: 59px;"> <td style="height: 59px; width: 221px;">Application Situation</td> <td style="height: 59px; width: 349px;">Outdoor, Indoor</td> </tr> </tbody> </table> | Pair additional stand with- UN-HT-FH OR UN-HT-WR | 1650 | 2182 | 1960 | IN STOCK at EXTERNAL supplier. <br> If ordered before 10AM: <br>DELIVERED next business day (main centres) <br>or 3-5 business days (regional areas or large items)<br> COLLECTION from Geewiz available Same Day (approx 4:30pm) | Miro | 1 | https://miro.co.za/img/p/3/7/9/5/3795.jpg | https://miro.co.za/index.php?controller=attachment&id_attachment=4005 | UN-EP-S31-W-NB Data Sheet
3 | Uniview | UN-IPC2122SR3-F40W-D | UNV - Ultra H.265 - 2MP Wi-Fi Connected Bullet Camera | <p><strong>FEATURES</strong></p> <ul> <li>Day/night functionality</li> <li>Smart IR , up to 30 m (98 ft) IR distance</li> <li>Optical glass window with higher light transmittance</li> <li>IR anti-reflection window to increase the infrared transmittance</li> <li>2D/3D DNR (Digital Noise Reduction)</li> </ul> <p><strong>PRODUCT SPECIFICATIONS</strong></p> <table style="width: 600px;"> <tbody> <tr style="height: 45px;"> <td style="height: 45px; width: 221px;">Brand</td> <td style="height: 45px; width: 349px;"> <p class="h1 page-title">Uniview</p> </td> </tr> <tr style="height: 42px;"> <td style="height: 42px; width: 221px;">Item model number</td> <td style="height: 42px; width: 349px;"> <p>UN-IPC2122SR3-F40W-D</p> </td> </tr> <tr style="height: 59px;"> <td style="height: 59px; width: 221px;">Product Type</td> <td style="height: 59px; width: 349px;"> <p>Bullet Camera</p> </td> </tr> <tr style="height: 59px;"> <td style="height: 59px; width: 221px;">Sensor</td> <td style="height: 59px; width: 349px;"> <p>1/2.7", 2.0 megapixel, progressive scan, CMOS</p> </td> </tr> <tr style="height: 59px;"> <td style="height: 59px; width: 221px;">Lens</td> <td style="height: 59px; width: 349px;">4.0mm@F2.0</td> </tr> <tr style="height: 59px;"> <td style="height: 59px; width: 221px;">Angle of view(H)</td> <td style="height: 59px; width: 349px;">86.5&deg;</td> </tr> <tr style="height: 59px;"> <td style="height: 59px; width: 221px;">Minimum Illumination</td> <td style="height: 59px; width: 349px;">Colour: 0.02 Lux (F2.0 AGC ON)<br />0 Lux with IR on</td> </tr> <tr style="height: 59px;"> <td style="height: 59px; width: 221px;">Digital noise reduction</td> <td style="height: 59px; width: 349px;">2D/3D DNR</td> </tr> <tr style="height: 59px;"> <td style="height: 59px; width: 221px;">Day/Night</td> <td style="height: 59px; width: 349px;">IR-cut filter with auto switch (ICR)</td> </tr> <tr style="height: 59px;"> <td style="height: 59px; width: 221px;">IR Range</td> <td style="height: 59px; width: 349px;">Up to 30m (98 ft) IR range</td> </tr> <tr style="height: 59px;"> <td style="height: 59px; width: 221px;">Wavelength</td> <td style="height: 59px; width: 349px;">850nm</td> </tr> <tr style="height: 59px;"> <td style="height: 59px; width: 221px;">Video Compression</td> <td style="height: 59px; width: 349px;">Ultra 265, H.265, H.264, MJPEG</td> </tr> </tbody> </table> | No Analytics, DC 12V, IR 30m, 4.00 mm lens, IP67, 2.4 GHz, Micro SD 256 GB, Support Motion detectio | 852 | 1127 | 1429 | IN STOCK at EXTERNAL supplier. <br> If ordered before 10AM: <br>DELIVERED next business day (main centres) <br>or 3-5 business days (regional areas or large items)<br> COLLECTION from Geewiz available Same Day (approx 4:30pm) | Miro | 1 | https://miro.co.za/img/p/3/7/9/4/3794.jpg | https://miro.co.za/index.php?controller=attachment&id_attachment=4010 | UN-IPC2122SR3-F40W-D Data Sheet
3 | Uniview | UN-IPC268EA-DZK | UNV - Ultra H.265 - 8MP Light Hunter Deep Learning Bullet Camera | <p><strong>FEATURES</strong></p> <p>&bull; 1/1.8",progressive scan,CMOS<br />&bull; Up to 3840x2160 resolution,30fps<br />&bull; 2.8~12mm Optical Zoom &amp; Auto Focus<br />&bull; Smart IR, up to 100m IR distance<br />&bull; 120dB True WDR<br />&bull; Ultra 265,H.265,ROI,ONVIF<br />&bull; AC24V&plusmn;25%, DC12V(-10%~+25%), PoE<br />&bull; Support 1/1 audio in/out, 2/1 alarm in/out<br />&bull; IP67, IK10</p> <p><strong>PRODUCT SPECIFICATIONS</strong></p> <table style="width: 600px;"> <tbody> <tr style="height: 45px;"> <td style="height: 45px; width: 221px;">Brand</td> <td style="height: 45px; width: 349px;"> <p class="h1 page-title">Uniview</p> </td> </tr> <tr style="height: 42px;"> <td style="height: 42px; width: 221px;">Item model number</td> <td style="height: 42px; width: 349px;"> <p>UN-IPC268EA-DZK</p> </td> </tr> <tr style="height: 59px;"> <td style="height: 59px; width: 221px;">Product Type</td> <td style="height: 59px; width: 349px;"> <p>Bullet Camera</p> </td> </tr> <tr style="height: 59px;"> <td style="height: 59px; width: 221px;">Sensor</td> <td style="height: 59px; width: 349px;"> <p>1/1.8", 8.0 megapixel, progressive scan, CMOS</p> </td> </tr> <tr style="height: 59px;"> <td style="height: 59px; width: 221px;">Lens</td> <td style="height: 59px; width: 349px;">2.8-12mm@F1.2, AF automatic focusing and motorized zoom lens</td> </tr> <tr style="height: 59px;"> <td style="height: 59px; width: 221px;">Angle of view(H)</td> <td style="height: 59px; width: 349px;">41.6&deg;~106.5&deg;</td> </tr> <tr style="height: 59px;"> <td style="height: 59px; width: 221px;">Minimum Illumination</td> <td style="height: 59px; width: 349px;">Colour:0.002lux (F1.2, AGC ON)<br />0 lux with IR</td> </tr> <tr style="height: 59px;"> <td style="height: 59px; width: 221px;">WDR</td> <td style="height: 59px; width: 349px;">120dB</td> </tr> <tr style="height: 59px;"> <td style="height: 59px; width: 221px;">Day/Night</td> <td style="height: 59px; width: 349px;">IR-cut filter with auto switch (ICR)</td> </tr> <tr style="height: 59px;"> <td style="height: 59px; width: 221px;">IR Range</td> <td style="height: 59px; width: 349px;">Up to 100m (328 ft) IR range</td> </tr> <tr style="height: 59px;"> <td style="height: 59px; width: 221px;">Wavelength</td> <td style="height: 59px; width: 349px;">850nm</td> </tr> <tr style="height: 59px;"> <td style="height: 59px; width: 221px;">Video Compression</td> <td style="height: 59px; width: 349px;">Ultra 265,H.265,H.264,MJPEG</td> </tr> <tr style="height: 59px;"> <td style="height: 59px; width: 221px;">Audio Compression</td> <td style="height: 59px; width: 349px;">G.711U,G.711A</td> </tr> <tr style="height: 59px;"> <td style="height: 59px; width: 221px;">Power</td> <td style="height: 59px; width: 349px;">AC24V&plusmn;25%, DC12V(-10%~+25%), PoE(IEEE802.3at)</td> </tr> </tbody> </table> | Smart Analytics, 12V DC, PoE, IR 100m, 2.8-12mm Motorised lens, IP6, IK10 Human Body Detection | 12233 | 16178 | 1429 | IN STOCK at EXTERNAL supplier. <br> If ordered before 10AM: <br>DELIVERED next business day (main centres) <br>or 3-5 business days (regional areas or large items)<br> COLLECTION from Geewiz available Same Day (approx 4:30pm) | Miro | 1 | https://miro.co.za/img/p/3/7/9/3/3793.jpg | https://miro.co.za/index.php?controller=attachment&id_attachment=4008 | UN-IPC268EA-DZK Data Sheet
3 | Uniview | UN-IPC322LR3-VSPF40E | UNV - Ultra H.265 - 2MP Vandal-Resistant Fixed Dome Camera | <p><strong>FEATURES</strong></p> <ul> <li>Day/night functionality</li> <li>Smart IR, up to 30 m (98 ft) IR distance</li> <li>2D/3D DNR (Digital Noise Reduction)</li> </ul> <p><strong>PRODUCT SPECIFICATIONS</strong></p> <table style="width: 600px;"> <tbody> <tr style="height: 45px;"> <td style="height: 45px; width: 221px;">Brand</td> <td style="height: 45px; width: 349px;"> <p class="h1 page-title">Uniview</p> </td> </tr> <tr style="height: 42px;"> <td style="height: 42px; width: 221px;">Item model number</td> <td style="height: 42px; width: 349px;"> <p>UN-IPC322LR3-VSPF40E</p> </td> </tr> <tr style="height: 59px;"> <td style="height: 59px; width: 221px;">Product Type</td> <td style="height: 59px; width: 349px;"> <p>Fixed Dome Camera</p> </td> </tr> <tr style="height: 59px;"> <td style="height: 59px; width: 221px;">Sensor</td> <td style="height: 59px; width: 349px;"> <p>1/2.7", 2.0 megapixel, progressive scan, CMOS</p> </td> </tr> <tr style="height: 59px;"> <td style="height: 59px; width: 221px;">Lens</td> <td style="height: 59px; width: 349px;">4.0mm@F2.0</td> </tr> <tr style="height: 59px;"> <td style="height: 59px; width: 221px;">Angle of view(H)</td> <td style="height: 59px; width: 349px;">86.5&deg;</td> </tr> <tr style="height: 59px;"> <td style="height: 59px; width: 221px;">Minimum Illumination</td> <td style="height: 59px; width: 349px;">Colour: 0.02Lux ( F2.0, AGC ON)&nbsp;<br />0Lux with IR</td> </tr> <tr style="height: 59px;"> <td style="height: 59px; width: 221px;">Digital noise reduction</td> <td style="height: 59px; width: 349px;">2D/3D DNR</td> </tr> <tr style="height: 59px;"> <td style="height: 59px; width: 221px;">Day/Night</td> <td style="height: 59px; width: 349px;">IR-cut filter with auto switch (ICR)</td> </tr> <tr style="height: 59px;"> <td style="height: 59px; width: 221px;">IR Range</td> <td style="height: 59px; width: 349px;">Up to 30m (98ft) IR range</td> </tr> <tr style="height: 59px;"> <td style="height: 59px; width: 221px;">Wavelength</td> <td style="height: 59px; width: 349px;">850nm</td> </tr> <tr style="height: 59px;"> <td style="height: 59px; width: 221px;">Video Compression</td> <td style="height: 59px; width: 349px;">Ultra 265, H.265, H.264, MJPEG</td> </tr> <tr style="height: 59px;"> <td style="height: 59px; width: 221px;">White Balance</td> <td style="height: 59px; width: 349px;">Auto/Outdoor/Fine Tune/Sodium Lamp/Locked/Auto2</td> </tr> <tr style="height: 59px;"> <td style="height: 59px; width: 221px;">Power</td> <td style="height: 59px; width: 349px;">DC 12V&plusmn;25%, PoE (IEEE 802.3af)</td> </tr> </tbody> </table> | No Analytics, 12V DC, PoE, 4.00mm lens, IR30m, IP67, IK10, Motion Detection | 582 | 770 | 1428 | IN STOCK at EXTERNAL supplier. <br> If ordered before 10AM: <br>DELIVERED next business day (main centres) <br>or 3-5 business days (regional areas or large items)<br> COLLECTION from Geewiz available Same Day (approx 4:30pm) | Miro | 1 | https://miro.co.za/img/p/3/7/9/2/3792.jpg | https://miro.co.za/index.php?controller=attachment&id_attachment=4009 | UN-IPC322LR3-VSPF40E Data Sheet
3 | Uniview | UN-IPC3232ER3-DUVZ-C | UNV - Ultra H 265 - 2MP WDR Super Starlight Vandal-Resistant Dome Camera | <p><strong>FEATURES</strong></p> <p>&bull; 1/2.8",progressive scan,CMOS<br />&bull; Up to 1920&times;1080 resolution,30fps<br />&bull; 2.7~13.5 mm<br />&bull; Smart IR, up to 30m IR distance<br />&bull; 2D/3D DNR, ROI, 9:16 corridor mode, ONVIF<br />&bull; Ultra 265,H.265,ONVIF<br />&bull; DC12V,PoE.Wide voltage range of &plusmn;25%<br />&bull; IP67<br />&bull; IK10</p> <p><strong>PRODUCT SPECIFICATIONS</strong></p> <table style="width: 600px;"> <tbody> <tr style="height: 45px;"> <td style="height: 45px; width: 221px;">Brand</td> <td style="height: 45px; width: 349px;"> <p class="h1 page-title">Uniview</p> </td> </tr> <tr style="height: 42px;"> <td style="height: 42px; width: 221px;">Item model number</td> <td style="height: 42px; width: 349px;"> <p>UN-IPC3232ER3-DUVZ-C</p> </td> </tr> <tr style="height: 59px;"> <td style="height: 59px; width: 221px;">Product Type</td> <td style="height: 59px; width: 349px;"> <p>Dome Camera</p> </td> </tr> <tr style="height: 59px;"> <td style="height: 59px; width: 221px;">Sensor</td> <td style="height: 59px; width: 349px;"> <p>1/2.8", 2.0 megapixel, progressive scan, CMOS</p> </td> </tr> <tr style="height: 59px;"> <td style="height: 59px; width: 221px;">Lens</td> <td style="height: 59px; width: 349px;">2.7 ~ 13.5mm, AF automatic focusing and motorized zoom lens</td> </tr> <tr style="height: 59px;"> <td style="height: 59px; width: 221px;">Minimum Illumination</td> <td style="height: 59px; width: 349px;">Colour: 0.0005Lux (F1.2, AGC ON)<br />0Lux with IR</td> </tr> <tr style="height: 59px;"> <td style="height: 59px; width: 221px;">S/N</td> <td style="height: 59px; width: 349px;">&gt;52dB</td> </tr> <tr style="height: 59px;"> <td style="height: 59px; width: 221px;">Day/Night</td> <td style="height: 59px; width: 349px;">IR-cut filter with auto switch (ICR)</td> </tr> <tr style="height: 59px;"> <td style="height: 59px; width: 221px;">IR Range</td> <td style="height: 59px; width: 349px;">Up to 30m (98ft) IR range</td> </tr> <tr style="height: 59px;"> <td style="height: 59px; width: 221px;">Wavelength</td> <td style="height: 59px; width: 349px;">850nm</td> </tr> <tr style="height: 59px;"> <td style="height: 59px; width: 221px;">Video Compression</td> <td style="height: 59px; width: 349px;">Ultra 265, H.265, H.264, MJPEG</td> </tr> <tr style="height: 59px;"> <td style="height: 59px; width: 221px;">White Balance</td> <td style="height: 59px; width: 349px;">Auto/Outdoor/Fine Tune/Sodium Lamp/Locked/Auto2</td> </tr> <tr style="height: 59px;"> <td style="height: 59px; width: 221px;">Power</td> <td style="height: 59px; width: 349px;">DC 12V&plusmn;25%, PoE (IEEE 802.3af)</td> </tr> </tbody> </table> | Smart Analytics, 12V DC, PoE, IR 30m, 2.7 - 13.5 mm lens, IP 67, IK10, Micro SD Slot up to 256GB | 2855 | 3776 | 1428 | IN STOCK at EXTERNAL supplier. <br> If ordered before 10AM: <br>DELIVERED next business day (main centres) <br>or 3-5 business days (regional areas or large items)<br> COLLECTION from Geewiz available Same Day (approx 4:30pm) | Miro | 1 | https://miro.co.za/img/p/3/7/9/1/3791.jpg | https://miro.co.za/index.php?controller=attachment&id_attachment=4011 | UN-IPC3232ER3-DUVZ-C Data Sheet
3 | Uniview | UN-NVR301-16X | UNV - Ultra H.265 - 16 Channel NVR with 1 SATA HDD up to 10 TB (No Analytics) | <p><strong>FEATURES</strong></p> <ul> <li>Support Ultra 265/H.265/H.264 video formats</li> <li>4/8/16-channel input</li> <li>Third-party IP cameras supported with ONVIF conformance: Profile S, Profile G, Profile T</li> <li>Support 1-ch HDMI, 1-ch VGA</li> <li>HDMI and VGA simultaneous output</li> <li>Up to 4K resolution recording</li> <li>1 SATA HDD up to 6 TB</li> <li>Support cloud upgrade</li> </ul> <p><strong>PRODUCT SPECIFICATIONS</strong></p> <table style="width: 600px;"> <tbody> <tr style="height: 45px;"> <td style="height: 45px; width: 221px;">Brand</td> <td style="height: 45px; width: 349px;"> <p class="h1 page-title">Uniview</p> </td> </tr> <tr style="height: 42px;"> <td style="height: 42px; width: 221px;">Item model number</td> <td style="height: 42px; width: 349px;"> <p>UN-NVR301-16X</p> </td> </tr> <tr style="height: 59px;"> <td style="height: 59px; width: 221px;">Product Type</td> <td style="height: 59px; width: 349px;"> <p>NVR</p> </td> </tr> <tr style="height: 59px;"> <td style="height: 59px; width: 221px;">Incoming Bandwidth</td> <td style="height: 59px; width: 349px;"> <p>64Mbps</p> </td> </tr> <tr style="height: 59px;"> <td style="height: 59px; width: 221px;">Outgoing Bandwidth</td> <td style="height: 59px; width: 349px;">64Mbps</td> </tr> <tr style="height: 59px;"> <td style="height: 59px; width: 221px;">Remote Users</td> <td style="height: 59px; width: 349px;">128</td> </tr> <tr style="height: 59px;"> <td style="height: 59px; width: 221px;">Recording Resolution</td> <td style="height: 59px; width: 349px;">4K/5MP/4MP/3MP/1080p/960p/720p/D1/2CIF/CIF</td> </tr> <tr style="height: 59px;"> <td style="height: 59px; width: 221px;">Decoding format</td> <td style="height: 59px; width: 349px;">Ultra 265/H.265/H.264</td> </tr> <tr style="height: 59px;"> <td style="height: 59px; width: 221px;">Hard Disk&nbsp;Capacity</td> <td style="height: 59px; width: 349px;">up to 6TB for each disk</td> </tr> <tr style="height: 59px;"> <td style="height: 59px; width: 221px;">Power Supply</td> <td style="height: 59px; width: 349px;">12V DC<br />Power Consumption: &le;8 W (without HDD)</td> </tr> </tbody> </table> | NVR - 64 Mbps in and outgoing bandwidth, 1-HDMI (4K), 1- VGA, support up to 8MP resolution | 1486 | 1965 | 1426 | IN STOCK at EXTERNAL supplier. <br> If ordered before 10AM: <br>DELIVERED next business day (main centres) <br>or 3-5 business days (regional areas or large items)<br> COLLECTION from Geewiz available Same Day (approx 4:30pm) | Miro | 1 | https://miro.co.za/img/p/3/7/9/0/3790.jpg | https://miro.co.za/index.php?controller=attachment&id_attachment=4012 | UN-NVR301-16X Data Sheet
3 | Uniview | UN-NVR302-08Q | UNV - 8 Channel Analog Hybrid NVR | <p><strong>FEATURES</strong></p> <ul> <li>Support TVI,AHD, CVI,CVBS, IP cameras with adaptive access</li> <li>8/16-channel BNC input</li> <li>Up to 8MP resolution for recording</li> <li>Support 1-ch HDMI output at up to 4K, 1-ch VGA output at up to 1920*1080</li> <li>Long transmission distance over coax cable</li> </ul> <p><strong>PRODUCT SPECIFICATIONS</strong></p> <table style="width: 600px;"> <tbody> <tr style="height: 45px;"> <td style="height: 45px; width: 221px;">Brand</td> <td style="height: 45px; width: 349px;"> <p class="h1 page-title">Uniview</p> </td> </tr> <tr style="height: 42px;"> <td style="height: 42px; width: 221px;">Item model number</td> <td style="height: 42px; width: 349px;"> <p>UN-NVR302-08Q</p> </td> </tr> <tr style="height: 59px;"> <td style="height: 59px; width: 221px;">Product Type</td> <td style="height: 59px; width: 349px;"> <p>Analog Hybrid NVR</p> </td> </tr> <tr style="height: 59px;"> <td style="height: 59px; width: 221px;">Incoming Bandwidth</td> <td style="height: 59px; width: 349px;"> <p>40Mbps</p> </td> </tr> <tr style="height: 59px;"> <td style="height: 59px; width: 221px;">Outgoing Bandwidth</td> <td style="height: 59px; width: 349px;">64Mbps</td> </tr> <tr style="height: 59px;"> <td style="height: 59px; width: 221px;">Remote Users</td> <td style="height: 59px; width: 349px;">128</td> </tr> <tr style="height: 59px;"> <td style="height: 59px; width: 221px;">Recording Resolution</td> <td style="height: 59px; width: 349px;">3MP/ 1080P/ 960P/ 720P/ 960H/ 4CIF/ CIF</td> </tr> <tr style="height: 59px;"> <td style="height: 59px; width: 221px;">Decoding format</td> <td style="height: 59px; width: 349px;">H.265/H.264</td> </tr> <tr style="height: 59px;"> <td style="height: 59px; width: 221px;">Hard Disk&nbsp;Capacity</td> <td style="height: 59px; width: 349px;">Up to 10TB for each HDD</td> </tr> <tr style="height: 59px;"> <td style="height: 59px; width: 221px;">Power Supply</td> <td style="height: 59px; width: 349px;">12V DC<br />Power Consumption: &le; 8 W( without HDD )</td> </tr> </tbody> </table> | 56Mbps incoming &amp; 64Mbps Outgoing bandwidth, Support 1-ch HDMI output, 1-ch VGA output, 4ch IP Input | 1553 | 2054 | 1426 | IN STOCK at EXTERNAL supplier. <br> If ordered before 10AM: <br>DELIVERED next business day (main centres) <br>or 3-5 business days (regional areas or large items)<br> COLLECTION from Geewiz available Same Day (approx 4:30pm) | Miro | 1 | https://miro.co.za/img/p/3/7/8/9/3789.jpg | https://miro.co.za/index.php?controller=attachment&id_attachment=4013 | UN-NVR302-08Q Data Sheet
3 | Ring | RING-CHIME-GEN-2 | Ring Chime GEN 2 - Snooze Alerts, Adjustable volume and 30 different tones. | <p><strong>FEATURES</strong></p> <p>Ring Chime GEN 2 - Snooze Alerts, Adjustable volume and 30 different tones.</p> <p><strong>PRODUCT SPECIFICATIONS</strong></p> <table style="width: 600px;"> <tbody> <tr style="height: 45px;"> <td style="height: 45px; width: 221px;">Brand</td> <td style="height: 45px; width: 349px;"> <p class="h1 page-title">Ring</p> </td> </tr> <tr style="height: 42px;"> <td style="height: 42px; width: 221px;">Item model number</td> <td style="height: 42px; width: 349px;"> <p>RING-CHIME-GEN-2</p> </td> </tr> <tr style="height: 59px;"> <td style="height: 59px; width: 221px;">Product Type</td> <td style="height: 59px; width: 349px;"> <p>Snooze Alerts</p> </td> </tr> <tr style="height: 59px;"> <td style="height: 59px; width: 221px;">Connectivity</td> <td style="height: 59px; width: 349px;"> <p>2.4 GHz Wi-Fi</p> </td> </tr> <tr style="height: 59px;"> <td style="height: 59px; width: 221px;">Dimensions</td> <td style="height: 59px; width: 349px;">3.1&rdquo; x 2.5&rdquo; x 1&rdquo;</td> </tr> </tbody> </table> | Connect Chime to all of your Ring devices, and get Ring notifications anywhere in your home | 547 | 723 | 1464 | IN STOCK at EXTERNAL supplier. <br> If ordered before 10AM: <br>DELIVERED next business day (main centres) <br>or 3-5 business days (regional areas or large items)<br> COLLECTION from Geewiz available Same Day (approx 4:30pm) | Miro | 1 | https://miro.co.za/img/p/3/7/8/8/3788.jpg | https://miro.co.za/index.php?controller=attachment&id_attachment=4003 | RING-CHIME-GEN-2 Data Sheet
3 | Ring | RING-CHIME-PRO-GEN-2 | Ring Chime Pro GEN 2 - Ring Chime GEN 2 - Snooze Alerts, Adjustable volume and 30 different tones. | <p><strong>FEATURES</strong></p> <p>Ring Chime Pro GEN 2 - Ring Chime GEN 2 - Snooze Alerts, Adjustable volume and 30 different tones.</p> <p><strong>PRODUCT SPECIFICATIONS</strong></p> <table style="width: 600px;"> <tbody> <tr style="height: 45px;"> <td style="height: 45px; width: 221px;">Brand</td> <td style="height: 45px; width: 349px;"> <p class="h1 page-title">Ring</p> </td> </tr> <tr style="height: 42px;"> <td style="height: 42px; width: 221px;">Item model number</td> <td style="height: 42px; width: 349px;"> <p>RING-CHIME-PRO-GEN-2</p> </td> </tr> <tr style="height: 59px;"> <td style="height: 59px; width: 221px;">Product Type</td> <td style="height: 59px; width: 349px;"> <p>Snooze Alerts</p> </td> </tr> <tr style="height: 59px;"> <td style="height: 59px; width: 221px;">Connectivity</td> <td style="height: 59px; width: 349px;"> <p>2.4 GHz Wi-Fi</p> </td> </tr> <tr style="height: 59px;"> <td style="height: 59px; width: 221px;">Dimensions</td> <td style="height: 59px; width: 349px;">4.1&rdquo; x 2.8&rdquo; x 1&rdquo;</td> </tr> </tbody> </table> | Wi-Fi extender and indoor Chime for Ring devices, 802.11n, Built in Night Light | 766 | 1013 | 1464 | IN STOCK at EXTERNAL supplier. <br> If ordered before 10AM: <br>DELIVERED next business day (main centres) <br>or 3-5 business days (regional areas or large items)<br> COLLECTION from Geewiz available Same Day (approx 4:30pm) | Miro | 1 | https://miro.co.za/img/p/3/7/8/7/3787.jpg | https://miro.co.za/index.php?controller=attachment&id_attachment=4004 | RING-CHIME-PRO-GEN-2 Data Sheet
3 | Ring | RING-SM-CHARGER-GEN-2 | Ring Solar Mount Charger GEN 2 | <p><strong>FEATURES</strong></p> <p>Black, 6.9-VDC, for Video Doorbell 3 (RING-VDB-V3)</p> <p><strong>PRODUCT SPECIFICATIONS</strong></p> <table style="width: 600px;"> <tbody> <tr style="height: 45px;"> <td style="height: 45px; width: 221px;">Brand</td> <td style="height: 45px; width: 349px;"> <p class="h1 page-title">Ring</p> </td> </tr> <tr style="height: 42px;"> <td style="height: 42px; width: 221px;">Item model number</td> <td style="height: 42px; width: 349px;"> <p>RING-SM-CHARGER-GEN-2</p> </td> </tr> <tr style="height: 59px;"> <td style="height: 59px; width: 221px;">Product Type</td> <td style="height: 59px; width: 349px;"> <p>Solar Mount Charger</p> </td> </tr> </tbody> </table> | Black, 6.9-VDC, for Video Doorbell 3 (RING-VDB-V3) | 781 | 1033 | 1464 | IN STOCK at EXTERNAL supplier. <br> If ordered before 10AM: <br>DELIVERED next business day (main centres) <br>or 3-5 business days (regional areas or large items)<br> COLLECTION from Geewiz available Same Day (approx 4:30pm) | Miro | 1 | https://miro.co.za/img/p/3/7/8/6/3786.jpg |  | RING-SM-CHARGER-GEN-2 Data Sheet
3 | Ring | RING-VDB-SN-GEN-2 | Ring Video Doorbell - Satin Nickel | <p><strong>FEATURES</strong></p> <p>1080P HD, Battery/Hardwired Power, Two-way Talk, Night Vision, 180 Degree View</p> <p><strong>PRODUCT SPECIFICATIONS</strong></p> <table style="width: 600px;"> <tbody> <tr style="height: 45px;"> <td style="height: 45px; width: 221px;">Brand</td> <td style="height: 45px; width: 349px;"> <p class="h1 page-title">Ring</p> </td> </tr> <tr style="height: 42px;"> <td style="height: 42px; width: 221px;">Item model number</td> <td style="height: 42px; width: 349px;"> <p>RING-VDB-SN-GEN-2</p> </td> </tr> <tr style="height: 59px;"> <td style="height: 59px; width: 221px;">Product Type</td> <td style="height: 59px; width: 349px;"> <p>Video Doorbell</p> </td> </tr> </tbody> </table> | 1080P HD, Battery/Hardwired Power, Two-way Talk, Night Vision, 180 Degree View | 1828 | 2418 | 1464 | IN STOCK at EXTERNAL supplier. <br> If ordered before 10AM: <br>DELIVERED next business day (main centres) <br>or 3-5 business days (regional areas or large items)<br> COLLECTION from Geewiz available Same Day (approx 4:30pm) | Miro | 1 | https://miro.co.za/img/p/3/7/8/5/3785.jpg |  | RING-VDB-SN-GEN-2 Data Sheet
3 | Ring | RING-VDB-V3 | Ring Video Doorbell V3- Satin Nickel and Venetian Interchangeable Face plates with Duel Connectivity | <p><strong>FEATURES</strong></p> <p>1080p HD, Battery/Hardwired Power, Two-way Talk, Night Vision, Advanced Motion Detection, 2.4/ 5GHz</p> <p><strong>PRODUCT SPECIFICATIONS</strong></p> <table style="width: 600px;"> <tbody> <tr style="height: 45px;"> <td style="height: 45px; width: 221px;">Brand</td> <td style="height: 45px; width: 349px;"> <p class="h1 page-title">Ring</p> </td> </tr> <tr style="height: 42px;"> <td style="height: 42px; width: 221px;">Item model number</td> <td style="height: 42px; width: 349px;"> <p>RING-VDB-V3</p> </td> </tr> <tr style="height: 59px;"> <td style="height: 59px; width: 221px;">Product Type</td> <td style="height: 59px; width: 349px;"> <p>Video Doorbell</p> </td> </tr> </tbody> </table> | 1080p HD, Battery/Hardwired Power, Two-way Talk, Night Vision, Advanced Motion Detection, 2.4/ 5GHz | 3022 | 3997 | 1464 | IN STOCK at EXTERNAL supplier. <br> If ordered before 10AM: <br>DELIVERED next business day (main centres) <br>or 3-5 business days (regional areas or large items)<br> COLLECTION from Geewiz available Same Day (approx 4:30pm) | Miro | 1 | https://miro.co.za/img/p/3/7/8/4/3784.jpg |  | RING-VDB-V3 Data Sheet
3 | Uniview | UN-TF-16G-A | UNV - SD CARD 16GB TF Card | <p><strong>FEATURES</strong></p> <p>Backup Storage for IP Cameras</p> <p><strong>PRODUCT SPECIFICATIONS</strong></p> <table style="width: 600px;"> <tbody> <tr style="height: 45px;"> <td style="height: 45px; width: 221px;">Brand</td> <td style="height: 45px; width: 349px;"> <p class="h1 page-title">Uniview</p> </td> </tr> <tr style="height: 42px;"> <td style="height: 42px; width: 221px;">Item model number</td> <td style="height: 42px; width: 349px;"> <p>UN-TF-16G-A</p> </td> </tr> <tr style="height: 59px;"> <td style="height: 59px; width: 221px;">Product Type</td> <td style="height: 59px; width: 349px;"> <p>SD CARD</p> </td> </tr> </tbody> </table> | Backup Storage for IP Cameras | 200 | 265 | 919 | IN STOCK at EXTERNAL supplier. <br> If ordered before 10AM: <br>DELIVERED next business day (main centres) <br>or 3-5 business days (regional areas or large items)<br> COLLECTION from Geewiz available Same Day (approx 4:30pm) | Miro | 1 | https://miro.co.za/img/p/3/7/8/3/3783.jpg |  | UN-TF-16G-A Data Sheet
3 | TP-Link | TP-TAPO-C100 | TP-Link Home Security WiFi Camera | <p><strong>FEATURES</strong></p> <ul> <li>High Definition Video - Records every image in crystal-clear 1080p definition</li> <li>Advanced Night Vision - Provides a visual distance of up to 30 ft</li> <li>Motion Detection and Notifications - Notifies you when the camera detects movement</li> <li>Sound and Light Alarm - Trigger light and sound effects to frighten away unwanted visitors</li> <li>Two-Way Audio - Enables communication through a built-in microphone and speaker</li> <li>Safe Storage - Locally stores up to 128 GB on a microSD card, equal to 384 hours (16 days) of footage (based on laboratory conditions)</li> <li>Easy Setup and Management - Manage everything with Tapo app</li> </ul> <p><strong>PRODUCT SPECIFICATIONS</strong></p> <table style="width: 600px;"> <tbody> <tr style="height: 45px;"> <td style="height: 45px; width: 221px;">Brand</td> <td style="height: 45px; width: 349px;"> <p class="h1 page-title">TP-Link</p> </td> </tr> <tr style="height: 42px;"> <td style="height: 42px; width: 221px;">Item model number</td> <td style="height: 42px; width: 349px;"> <p>TP-TAPO-C100</p> </td> </tr> <tr style="height: 59px;"> <td style="height: 59px; width: 221px;">Product Type</td> <td style="height: 59px; width: 349px;"> <p>WiFi Camera</p> </td> </tr> <tr style="height: 59px;"> <td style="height: 59px; width: 221px;">Frequency</td> <td style="height: 59px; width: 349px;"> <p>2.4 GHz</p> </td> </tr> <tr style="height: 59px;"> <td style="height: 59px; width: 221px;">Wireless Security</td> <td style="height: 59px; width: 349px;">WPA, WPA2-PSK</td> </tr> <tr style="height: 59px;"> <td style="height: 59px; width: 221px;">Input Trigger</td> <td style="height: 59px; width: 349px;">Motion Detection</td> </tr> <tr style="height: 59px;"> <td style="height: 59px; width: 221px;">Output Notification</td> <td style="height: 59px; width: 349px;">Push Notification</td> </tr> <tr style="height: 59px;"> <td style="height: 59px; width: 221px;">Video Compression</td> <td style="height: 59px; width: 349px;">H.264</td> </tr> <tr style="height: 59px;"> <td style="height: 59px; width: 221px;">Video Streaming</td> <td style="height: 59px; width: 349px;">1080p</td> </tr> <tr style="height: 59px;"> <td style="height: 59px; width: 221px;">Image Sensor</td> <td style="height: 59px; width: 349px;">1/3.2&ldquo;</td> </tr> <tr style="height: 59px;"> <td style="height: 59px; width: 221px;">Resolution</td> <td style="height: 59px; width: 349px;">1080p Full HD</td> </tr> <tr style="height: 59px;"> <td style="height: 59px; width: 221px;">Lens</td> <td style="height: 59px; width: 349px;">F/NO: 2.0, Focal Length: 3.3 mm</td> </tr> <tr style="height: 59px;"> <td style="height: 59px; width: 221px;">Audio Input &amp; Output:</td> <td style="height: 59px; width: 349px;">Microphone and Speaker</td> </tr> </tbody> </table> | Day/Night view, 1080p Full HD resolution, Micro SD card storage（Up to 128GB）, H.264 Video | 632 | 836 | 1464 | IN STOCK at EXTERNAL supplier. <br> If ordered before 10AM: <br>DELIVERED next business day (main centres) <br>or 3-5 business days (regional areas or large items)<br> COLLECTION from Geewiz available Same Day (approx 4:30pm) | Miro | 1 | https://miro.co.za/img/p/3/7/8/2/3782.jpg | https://miro.co.za/index.php?controller=attachment&id_attachment=3992 | TP-TAPO-C100 Data Sheet
3 | ZKTeco | ZK-D180 | ZKTeco - Hand Held Metal Detector | <p><strong>FEATURES</strong></p> <p>ZK-D180 is the ZKTeco self-developed compact size hand held metal detector featured with a detection indicator right in the middle of its main body detecting the sizes of detected objects and visualizing in different color (Green to Red), a perfect tool for speeding up security process. The controllable sound and vibration effect is another highlight, security guard can identify the potential dangerous quietly.</p> <p><strong>PRODUCT SPECIFICATIONS</strong></p> <table style="width: 600px;"> <tbody> <tr style="height: 45px;"> <td style="height: 45px; width: 221px;">Brand</td> <td style="height: 45px; width: 349px;"> <p class="h1 page-title">ZKTeco</p> </td> </tr> <tr style="height: 42px;"> <td style="height: 42px; width: 221px;">Item model number</td> <td style="height: 42px; width: 349px;"> <p>ZK-D180</p> </td> </tr> <tr style="height: 59px;"> <td style="height: 59px; width: 221px;">Product Type</td> <td style="height: 59px; width: 349px;"> <p>Metal Detector</p> </td> </tr> <tr style="height: 59px;"> <td style="height: 59px; width: 221px;">Dimension</td> <td style="height: 59px; width: 349px;"> <p>345(L) X 69(W) X 25(H) mm</p> </td> </tr> <tr style="height: 59px;"> <td style="height: 59px; width: 221px;">Power voltage</td> <td style="height: 59px; width: 349px;">9V Rechargeable battery</td> </tr> <tr style="height: 59px;"> <td style="height: 59px; width: 221px;">Operating voltage</td> <td style="height: 59px; width: 349px;">7V-12V</td> </tr> <tr style="height: 59px;"> <td style="height: 59px; width: 221px;">Operating current</td> <td style="height: 59px; width: 349px;">&lt;5mA</td> </tr> <tr style="height: 59px;"> <td style="height: 59px; width: 221px;">Alarm terms</td> <td style="height: 59px; width: 349px;">Sound &amp; light alarm/ Vibration &amp; light alarm</td> </tr> <tr style="height: 59px;"> <td style="height: 59px; width: 221px;">Alarm sound</td> <td style="height: 59px; width: 349px;">&ge;75dB(A)</td> </tr> <tr style="height: 59px;"> <td style="height: 59px; width: 221px;">Operation frequency</td> <td style="height: 59px; width: 349px;">22KHz</td> </tr> </tbody> </table> | Rechargeable battery and charger, Controllable sound and vibration effect, Operating voltage 7-12V | 1089 | 1440 | 1853 | IN STOCK at EXTERNAL supplier. <br> If ordered before 10AM: <br>DELIVERED next business day (main centres) <br>or 3-5 business days (regional areas or large items)<br> COLLECTION from Geewiz available Same Day (approx 4:30pm) | Miro | 1 | https://miro.co.za/img/p/3/7/8/1/3781.jpg | https://miro.co.za/index.php?controller=attachment&id_attachment=4014 | ZK-D180 Data Sheet
3 | ZKTeco | ZK-LPRS-1000 | ZKTeco - License Plate Recognition Camera Integrated System | <p><strong>FEATURES</strong></p> <p>LPRS1000 adopts a set of independent research and development of top-class license plate recognition algorithm, and combining with years of experience in industry application. No need to stop, and no need to swipe card. Quick access to the parking lot of the automatic license plate recognition mode, provides users with more intelligent, more convenient, more perfect experience.</p> <p><strong>PRODUCT SPECIFICATIONS</strong></p> <table style="width: 600px;"> <tbody> <tr style="height: 45px;"> <td style="height: 45px; width: 216px;">Brand</td> <td style="height: 45px; width: 354px;"> <p class="h1 page-title">ZKTeco</p> </td> </tr> <tr style="height: 42px;"> <td style="height: 42px; width: 216px;">Item model number</td> <td style="height: 42px; width: 354px;"> <p>ZK-LPRS-1000</p> </td> </tr> <tr style="height: 59px;"> <td style="height: 59px; width: 216px;">Product Type</td> <td style="height: 59px; width: 354px;"> <p>License Plate Recognition Camera Integrated System</p> </td> </tr> <tr style="height: 59px;"> <td style="height: 59px; width: 216px;">Recognition Rate</td> <td style="height: 59px; width: 354px;"> <p>Day&ge;99.9%; Night&ge;99.7%</p> </td> </tr> <tr style="height: 59px;"> <td style="height: 59px; width: 216px;">Recognition Distance</td> <td style="height: 59px; width: 354px;">2-10Meters (Recommend Best Distance is 3.5-4m)</td> </tr> <tr style="height: 59px;"> <td style="height: 59px; width: 216px;">Recognition Time</td> <td style="height: 59px; width: 354px;">&le;200ms (Average)</td> </tr> <tr style="height: 59px;"> <td style="height: 59px; width: 216px;">Communication</td> <td style="height: 59px; width: 354px;">TCP/IP</td> </tr> <tr style="height: 59px;"> <td style="height: 59px; width: 216px;">Camera Lens</td> <td style="height: 59px; width: 354px;">2MP, Auto Focus, Best Snap Range: 3.5-4Meters</td> </tr> <tr style="height: 59px;"> <td style="height: 59px; width: 216px;">Support Speed&nbsp;</td> <td style="height: 59px; width: 354px;">15km/h</td> </tr> <tr style="height: 59px;"> <td style="height: 59px; width: 216px;">Software</td> <td style="height: 59px; width: 354px;">ZKParking C/S Software</td> </tr> <tr style="height: 59px;"> <td style="height: 59px; width: 216px;">Power Consumption</td> <td style="height: 59px; width: 354px;">80W</td> </tr> <tr style="height: 59px;"> <td style="height: 59px; width: 216px;">Power Supply</td> <td style="height: 59px; width: 354px;">220V AC 50Hz</td> </tr> </tbody> </table> | Recognition Distace: 2-10 Meters, Camera Lens 2 MP, Support Speed 15km/h,Recognition Time ≤200ms | 26134 | 34562 | 1853 | IN STOCK at EXTERNAL supplier. <br> If ordered before 10AM: <br>DELIVERED next business day (main centres) <br>or 3-5 business days (regional areas or large items)<br> COLLECTION from Geewiz available Same Day (approx 4:30pm) | Miro | 1 | https://miro.co.za/img/p/3/7/8/0/3780.jpg | https://miro.co.za/index.php?controller=attachment&id_attachment=4015 | ZK-LPRS-1000 Data Sheet
3 | ZKTeco | ZK-PB4030-L | ZKTeco - 4 Meter Boom Barrier | <p><strong>FEATURES</strong></p> <p>PB4000 series parking barrier adopts die-casting aluminum alloy motor and extraordinary structural design, it offers not only a long-life cycle, high reliablity and quality, but also reduces the difficulty of equipment maintenance. It is an ideal choice for vehicle entrance control management.</p> <p><strong>PRODUCT SPECIFICATIONS</strong></p> <table style="width: 600px;"> <tbody> <tr style="height: 45px;"> <td style="height: 45px; width: 216px;">Brand</td> <td style="height: 45px; width: 354px;"> <p class="h1 page-title">ZKTeco</p> </td> </tr> <tr style="height: 42px;"> <td style="height: 42px; width: 216px;">Item model number</td> <td style="height: 42px; width: 354px;"> <p>ZK-PB4030-L</p> </td> </tr> <tr style="height: 59px;"> <td style="height: 59px; width: 216px;">Product Type</td> <td style="height: 59px; width: 354px;"> <p>Boom Barrier</p> </td> </tr> <tr style="height: 59px;"> <td style="height: 59px; width: 216px;">Boom type</td> <td style="height: 59px; width: 354px;"> <p>Straight boom with LED light</p> </td> </tr> <tr style="height: 59px;"> <td style="height: 59px; width: 216px;">Boom length</td> <td style="height: 59px; width: 354px;">4m</td> </tr> <tr style="height: 59px;"> <td style="height: 59px; width: 216px;">Opening /closing time</td> <td style="height: 59px; width: 354px;">3s</td> </tr> <tr style="height: 59px;"> <td style="height: 59px; width: 216px;">Supply voltage</td> <td style="height: 59px; width: 354px;">110V AC or 220V AC</td> </tr> <tr style="height: 59px;"> <td style="height: 59px; width: 216px;">Frequency</td> <td style="height: 59px; width: 354px;">50 - 60Hz</td> </tr> <tr style="height: 59px;"> <td style="height: 59px; width: 216px;">Boom material</td> <td style="height: 59px; width: 354px;">Aluminum alloy</td> </tr> <tr style="height: 59px;"> <td style="height: 59px; width: 216px;">Working temperature range</td> <td style="height: 59px; width: 354px;">-20&deg;C ~ +60&deg;C</td> </tr> </tbody> </table> | Chassis on left, boom on right, Without Inbio Controller. | 10072 | 13320 | 1853 | IN STOCK at EXTERNAL supplier. <br> If ordered before 10AM: <br>DELIVERED next business day (main centres) <br>or 3-5 business days (regional areas or large items)<br> COLLECTION from Geewiz available Same Day (approx 4:30pm) | Miro | 1 | https://miro.co.za/img/p/3/7/7/9/3779.jpg | https://miro.co.za/index.php?controller=attachment&id_attachment=4017 | ZK-PB4030-L Data Sheet
3 | ZKTeco | ZK-PB4060-L | ZKTeco - 6 Meter Boom Barrier | <p><strong>FEATURES</strong></p> <p>Chassis on left, boom on right, Without Inbio Controller.</p> <p><strong>PRODUCT SPECIFICATIONS</strong></p> <table style="width: 600px;"> <tbody> <tr style="height: 45px;"> <td style="height: 45px; width: 216px;">Brand</td> <td style="height: 45px; width: 354px;"> <p class="h1 page-title">ZKTeco</p> </td> </tr> <tr style="height: 42px;"> <td style="height: 42px; width: 216px;">Item model number</td> <td style="height: 42px; width: 354px;"> <p>ZK-PB4060-L</p> </td> </tr> <tr style="height: 59px;"> <td style="height: 59px; width: 216px;">Product Type</td> <td style="height: 59px; width: 354px;"> <p>Boom Barrier</p> </td> </tr> </tbody> </table> | Chassis on left, boom on right, Without Inbio Controller. | 10072 | 13320 | 1853 | IN STOCK at EXTERNAL supplier. <br> If ordered before 10AM: <br>DELIVERED next business day (main centres) <br>or 3-5 business days (regional areas or large items)<br> COLLECTION from Geewiz available Same Day (approx 4:30pm) | Miro | 1 | https://miro.co.za/img/p/3/7/7/8/3778.jpg | https://miro.co.za/index.php?controller=attachment&id_attachment=4018 | ZK-PB4060-L Data Sheet
3 | ZKTeco | ZK-TIME-NET-3-1K | ZKTeco - TimeNet 3 - Software for T&amp;A terminals | <p><strong>FEATURES</strong></p> <p>ZKTeco - TimeNet 3 - Software for T&amp;amp;A terminals</p> <p><strong>PRODUCT SPECIFICATIONS</strong></p> <table style="width: 600px;"> <tbody> <tr style="height: 45px;"> <td style="height: 45px; width: 214px;">Brand</td> <td style="height: 45px; width: 356px;"> <p class="h1 page-title">ZKTeco</p> </td> </tr> <tr style="height: 42px;"> <td style="height: 42px; width: 214px;">Item model number</td> <td style="height: 42px; width: 356px;"> <p>ZK-TIME-NET-3-1K</p> </td> </tr> <tr style="height: 59px;"> <td style="height: 59px; width: 214px;">Product Type</td> <td style="height: 59px; width: 356px;"> <p>Software</p> </td> </tr> </tbody> </table> | 50 Devices; 1,000 Employees; PC based | 5339 | 7061 | 1853 | IN STOCK at EXTERNAL supplier. <br> If ordered before 10AM: <br>DELIVERED next business day (main centres) <br>or 3-5 business days (regional areas or large items)<br> COLLECTION from Geewiz available Same Day (approx 4:30pm) | Miro | 1 | https://miro.co.za/img/p/3/7/7/7/3777.jpg | https://miro.co.za/index.php?controller=attachment&id_attachment=4019 | ZK-TIME-NET-3-1K Data Sheet
3 | ZKTeco | ZK-TL400B-L | ZKTeco - Smart Bluetooth Stand Alone Lock: Handle Direction-Left | <p><strong>FEATURES</strong></p> <p>&bull; Various access for your convenience - fingerprint/ password/card/key/smart phone</p> <p>&bull; European standard mortise -&nbsp;the&nbsp;door&nbsp;locks&nbsp;by itself once close</p> <p>&bull; Enhanced security by random password for code access</p> <p>&bull; Idle&nbsp;handle&nbsp;design&nbsp;to&nbsp;prevent&nbsp;from&nbsp;forcible&nbsp;entry&nbsp;</p> <p>&bull; Voice guide for easier and more convenient use</p> <p>&bull; Voice volume is adjustable</p> <p><strong>PRODUCT SPECIFICATIONS</strong></p> <table style="width: 600px;"> <tbody> <tr style="height: 45px;"> <td style="height: 45px; width: 214px;">Brand</td> <td style="height: 45px; width: 356px;"> <p class="h1 page-title">ZKTeco</p> </td> </tr> <tr style="height: 42px;"> <td style="height: 42px; width: 214px;">Item model number</td> <td style="height: 42px; width: 356px;"> <p>ZK-TL400B-L</p> </td> </tr> <tr style="height: 59px;"> <td style="height: 59px; width: 214px;">Product Type</td> <td style="height: 59px; width: 356px;"> <p>Stand Alone Lock</p> </td> </tr> <tr style="height: 59px;"> <td style="height: 59px; width: 214px;">Material</td> <td style="height: 59px; width: 356px;"> <p>Zinc Alloy</p> </td> </tr> <tr style="height: 59px;"> <td style="height: 59px; width: 214px;">Fingerprint capacity</td> <td style="height: 59px; width: 356px;">100</td> </tr> <tr style="height: 59px;"> <td style="height: 59px; width: 214px;">Password capacity</td> <td style="height: 59px; width: 356px;">100</td> </tr> <tr style="height: 59px;"> <td style="height: 59px; width: 214px;">Card capacity</td> <td style="height: 59px; width: 356px;">100</td> </tr> <tr style="height: 59px;"> <td style="height: 59px; width: 214px;">Power Supply</td> <td style="height: 59px; width: 356px;">4&times;AA Alkaline battery (NOT supplied)</td> </tr> <tr style="height: 59px;"> <td style="height: 59px; width: 214px;">Door Thickness</td> <td style="height: 59px; width: 356px;"> <p>35-50 mm (standard)</p> <p>50-65 mm (optional)</p> </td> </tr> </tbody> </table> | Visitor Password, Records Checking, 4x AA batteries | 3661 | 4842 | 1853 | IN STOCK at EXTERNAL supplier. <br> If ordered before 10AM: <br>DELIVERED next business day (main centres) <br>or 3-5 business days (regional areas or large items)<br> COLLECTION from Geewiz available Same Day (approx 4:30pm) | Miro | 1 | https://miro.co.za/img/p/3/7/7/6/3776.jpg | https://miro.co.za/index.php?controller=attachment&id_attachment=4020 | ZK-TL400B-L Data Sheet
3 | ZKTeco | ZK-MULTIBIO-600 | ZKTeco - MultioBio 600 Facial, Fingerprint &amp; RFID Stand Alone T&amp;A and Access Control Terminal | <p><strong>FEATURES</strong></p> <p>The MultiBio 600 is a Time &amp; Attendance terminal with basic access control functions for the SME market. This device features our advanced ZK ngerprint and facial recognition algorithms which ensures high verication speeds. The MB600 does have Wi built-in as well as normal TCP/IP connection and USB download available for exible communication solutions that can be used in different installation environments.</p> <p><strong>PRODUCT SPECIFICATIONS</strong></p> <table style="width: 600px;"> <tbody> <tr style="height: 45px;"> <td style="height: 45px; width: 214px;">Brand</td> <td style="height: 45px; width: 356px;"> <p class="h1 page-title">ZKTeco</p> </td> </tr> <tr style="height: 42px;"> <td style="height: 42px; width: 214px;">Item model number</td> <td style="height: 42px; width: 356px;"> <p>ZK-MULTIBIO-600</p> </td> </tr> <tr style="height: 59px;"> <td style="height: 59px; width: 214px;">Product Type</td> <td style="height: 59px; width: 356px;"> <p>Access Control Terminal</p> </td> </tr> <tr style="height: 59px;"> <td style="height: 59px; width: 214px;">Face Capacity</td> <td style="height: 59px; width: 356px;"> <p>800</p> </td> </tr> <tr style="height: 59px;"> <td style="height: 59px; width: 214px;">Fingerprint Capacity</td> <td style="height: 59px; width: 356px;">3,000</td> </tr> <tr style="height: 59px;"> <td style="height: 59px; width: 214px;">Card Capacity</td> <td style="height: 59px; width: 356px;">5,000</td> </tr> <tr style="height: 59px;"> <td style="height: 59px; width: 214px;">Record Capacity</td> <td style="height: 59px; width: 356px;">100,000</td> </tr> <tr style="height: 59px;"> <td style="height: 59px; width: 214px;">Display</td> <td style="height: 59px; width: 356px;">2.8-inch TFT Color Screen</td> </tr> <tr style="height: 59px;"> <td style="height: 59px; width: 214px;">Communication</td> <td style="height: 59px; width: 356px;">TCP / IP, USB-Host, WiFi</td> </tr> <tr style="height: 59px;"> <td style="height: 59px; width: 214px;">Power Supply</td> <td style="height: 59px; width: 356px;">DC 12V / 1.5A</td> </tr> <tr style="height: 59px;"> <td style="height: 59px; width: 214px;">Operating Temperature</td> <td style="height: 59px; width: 356px;">0&deg;c - 45&deg;c</td> </tr> </tbody> </table> | Face Capacity - 800; Finger - 3,000; RFID - 5,000; 2.8 Inch TFT Screen, BioTime 8, Add ZK-PSU | 3363 | 4448 | 1853 | IN STOCK at EXTERNAL supplier. <br> If ordered before 10AM: <br>DELIVERED next business day (main centres) <br>or 3-5 business days (regional areas or large items)<br> COLLECTION from Geewiz available Same Day (approx 4:30pm) | Miro | 1 | https://miro.co.za/img/p/3/7/7/5/3775.jpg | https://miro.co.za/index.php?controller=attachment&id_attachment=4016 | ZK-MULTIBIO-600 Data Sheet
3 | Teltonika | TTK-FMB001 | Teltonika Plug and Track (Plugs into any vehicle with OBD2 port) real-time tracking with GNS | <p><strong>FEATURES</strong></p> <p>GSM/GPRS/GNSS/BLUETOOTH, 10 - 30 V DC with overvoltage protection</p> <p><strong>PRODUCT SPECIFICATIONS</strong></p> <table style="width: 600px;"> <tbody> <tr style="height: 45px;"> <td style="height: 45px; width: 214px;">Brand</td> <td style="height: 45px; width: 356px;"> <p class="h1 page-title">Teltonika</p> </td> </tr> <tr style="height: 42px;"> <td style="height: 42px; width: 214px;">Item model number</td> <td style="height: 42px; width: 356px;"> <p>TTK-FMB001</p> </td> </tr> <tr style="height: 59px;"> <td style="height: 59px; width: 214px;">Product Type</td> <td style="height: 59px; width: 356px;"> <p>Plug and Track</p> </td> </tr> </tbody> </table> | GSM/GPRS/GNSS/BLUETOOTH, 10 - 30 V DC with overvoltage protection | 1168 | 1545 | 77 | IN STOCK at EXTERNAL supplier. <br> If ordered before 10AM: <br>DELIVERED next business day (main centres) <br>or 3-5 business days (regional areas or large items)<br> COLLECTION from Geewiz available Same Day (approx 4:30pm) | Miro | 1 | https://miro.co.za/img/p/3/7/7/4/3774.jpg |  | TTK-FMB001 Data Sheet
3 | Teltonika | TTK-FMB002 | Ultra-small OBDII Plug and Play device with GNSS, GSM, BLE 4.0 connectivity | <p><strong>FEATURES</strong></p> <p>FMB002 is ultra-small OBDII Plug and Play device with GNSS, GSM, BLE 4.0 connectivity CAN bus data reading capability. It is a perfect tracker for a wide range of use cases - including fleet management of light commercial vehicles, driver log-book, insurance telematics (UBI), car rental &amp; leasing and others. Main feature of FMB002 is OBDII standard data reading from vehicles on-board computer. Combined with effortless, low cost integration it becomes easy and powerful solution. Device supports various Bluetooth Low energy sensors, beacons, hands-free headset, firmware and configuration update via Bluetooth.</p> <p><strong>PRODUCT SPECIFICATIONS</strong></p> <table style="width: 600px;"> <tbody> <tr style="height: 45px;"> <td style="height: 45px; width: 214px;">Brand</td> <td style="height: 45px; width: 356px;"> <p class="h1 page-title">Teltonika</p> </td> </tr> <tr style="height: 42px;"> <td style="height: 42px; width: 214px;">Item model number</td> <td style="height: 42px; width: 356px;"> <p>TTK-FMB002</p> </td> </tr> <tr style="height: 59px;"> <td style="height: 59px; width: 214px;">Product Type</td> <td style="height: 59px; width: 356px;"> <p>Plug and Play device</p> </td> </tr> <tr style="height: 59px;"> <td style="height: 59px; width: 214px;">GNSS</td> <td style="height: 59px; width: 356px;"> <p>GPS, GLONASS, GALILEO, BEIDOU, SBAS, QZSS, DGPS, AGPS</p> </td> </tr> <tr style="height: 59px;"> <td style="height: 59px; width: 214px;">Receiver</td> <td style="height: 59px; width: 356px;">33 channel</td> </tr> <tr style="height: 59px;"> <td style="height: 59px; width: 214px;">Tracking sensitivity</td> <td style="height: 59px; width: 356px;">-165 dBM</td> </tr> <tr style="height: 59px;"> <td style="height: 59px; width: 214px;">Accuracy</td> <td style="height: 59px; width: 356px;">&lt; 3 m</td> </tr> <tr style="height: 59px;"> <td style="height: 59px; width: 214px;">Data transfer</td> <td style="height: 59px; width: 356px;">GPRS Multi-Slot Class 12(up to 240 kbps)</td> </tr> <tr style="height: 59px;"> <td style="height: 59px; width: 214px;">Input voltage range</td> <td style="height: 59px; width: 356px;">12 &ndash; 30 V DC with overvoltage protection</td> </tr> <tr style="height: 59px;"> <td style="height: 59px; width: 214px;">Back-up battery</td> <td style="height: 59px; width: 356px;">3.7 V 45 mAh</td> </tr> <tr style="height: 59px;"> <td style="height: 59px; width: 214px;">GNSS antenna</td> <td style="height: 59px; width: 356px;">Internal High Gain</td> </tr> <tr style="height: 59px;"> <td style="height: 59px; width: 214px;">GSM antenna</td> <td style="height: 59px; width: 356px;">Internal High Gain</td> </tr> <tr style="height: 59px;"> <td style="height: 59px; width: 214px;">USB</td> <td style="height: 59px; width: 356px;">2.0 Micro-USB</td> </tr> </tbody> </table> | GSM/GPRS/GNSS/BLUETOOTH, Quad-band 850 / 900 / 1800 / 1900 MHz | 1162 | 1537 | 77 | IN STOCK at EXTERNAL supplier. <br> If ordered before 10AM: <br>DELIVERED next business day (main centres) <br>or 3-5 business days (regional areas or large items)<br> COLLECTION from Geewiz available Same Day (approx 4:30pm) | Miro | 1 | https://miro.co.za/img/p/3/7/7/3/3773.jpg | https://miro.co.za/index.php?controller=attachment&id_attachment=4000 | TTK-FMB002 Data Sheet
3 | Teltonika | TTK-FMB003 | Plug and play device with OEM parameters reading capability dedicated to OBD applications | <p><strong>FEATURES</strong></p> <p>FMB003 is ultra-small plug and play device dedicated to OBD applications of next generation. Main feature of FMB003 is its possibility to read OEM parameters (PIDs) via OBD port. With this device you will be able to read Real Odometer and Real Fuel Level data. More to that, device comes with supported vehicles and data list, so you need to guess no more, now you know what data you can read from specific vehicle. It is a perfect tracker for a wide range of use cases - including fleet management of light commercial vehicles, driver log-book, insurance telematics (UBI), car rental &amp; leasing and others. Device supports various BLE 4.0 sensors, beacons, hands-free headset, firmware and configuration update via Bluetooth, expanding its already rich set of features.</p> <p><strong>PRODUCT SPECIFICATIONS</strong></p> <table style="width: 600px;"> <tbody> <tr style="height: 45px;"> <td style="height: 45px; width: 214px;">Brand</td> <td style="height: 45px; width: 356px;"> <p class="h1 page-title">Teltonika</p> </td> </tr> <tr style="height: 42px;"> <td style="height: 42px; width: 214px;">Item model number</td> <td style="height: 42px; width: 356px;"> <p>TTK-FMB003</p> </td> </tr> <tr style="height: 59px;"> <td style="height: 59px; width: 214px;">Product Type</td> <td style="height: 59px; width: 356px;"> <p>Plug and Play device</p> </td> </tr> <tr style="height: 59px;"> <td style="height: 59px; width: 214px;">GNSS</td> <td style="height: 59px; width: 356px;"> <p>GPS, GLONASS, GALILEO, BEIDOU, SBAS, QZSS, DGPS, AGPS</p> </td> </tr> <tr style="height: 59px;"> <td style="height: 59px; width: 214px;">Receiver</td> <td style="height: 59px; width: 356px;">33 channel</td> </tr> <tr style="height: 59px;"> <td style="height: 59px; width: 214px;">Tracking sensitivity</td> <td style="height: 59px; width: 356px;">-165 dBM</td> </tr> <tr style="height: 59px;"> <td style="height: 59px; width: 214px;">Accuracy</td> <td style="height: 59px; width: 356px;">&lt; 3 m</td> </tr> <tr style="height: 59px;"> <td style="height: 59px; width: 214px;">Data transfer</td> <td style="height: 59px; width: 356px;">GPRS Multi-Slot Class 12(up to 240 kbps)</td> </tr> <tr style="height: 59px;"> <td style="height: 59px; width: 214px;">Input voltage range</td> <td style="height: 59px; width: 356px;">12 &ndash; 30 V DC with overvoltage protection</td> </tr> <tr style="height: 59px;"> <td style="height: 59px; width: 214px;">Back-up battery</td> <td style="height: 59px; width: 356px;">3.7 V 45 mAh</td> </tr> <tr style="height: 59px;"> <td style="height: 59px; width: 214px;">GNSS antenna</td> <td style="height: 59px; width: 356px;">Internal High Gain</td> </tr> <tr style="height: 59px;"> <td style="height: 59px; width: 214px;">GSM antenna</td> <td style="height: 59px; width: 356px;">Internal High Gain</td> </tr> <tr style="height: 59px;"> <td style="height: 59px; width: 214px;">USB</td> <td style="height: 59px; width: 356px;">2.0 Micro-USB</td> </tr> </tbody> </table> | GSM/GPRS/GNSS/BLUETOOTH, Quad-band 850/900/1800/1900MHz, GPRS Multi-Slot Class 12(up to 240 kbps) | 1394 | 1844 | 77 | IN STOCK at EXTERNAL supplier. <br> If ordered before 10AM: <br>DELIVERED next business day (main centres) <br>or 3-5 business days (regional areas or large items)<br> COLLECTION from Geewiz available Same Day (approx 4:30pm) | Miro | 1 | https://miro.co.za/img/p/3/7/7/2/3772.jpg | https://miro.co.za/index.php?controller=attachment&id_attachment=4001 | TTK-FMB003 Data Sheet
3 | Teltonika | TTK-FMB140 | Teltonika GSM/GPRS/GNSS/BLUETOOTH, Temperature and Humidity sensor, Headset, OBDII dongle | <p><strong>FEATURES</strong></p> <p>Inateck Barcode Scanner, Universal BLE sensors support</p> <p><strong>PRODUCT SPECIFICATIONS</strong></p> <table style="width: 600px;"> <tbody> <tr style="height: 45px;"> <td style="height: 45px; width: 214px;">Brand</td> <td style="height: 45px; width: 356px;"> <p class="h1 page-title">Teltonika</p> </td> </tr> <tr style="height: 42px;"> <td style="height: 42px; width: 214px;">Item model number</td> <td style="height: 42px; width: 356px;"> <p>TTK-FMB140</p> </td> </tr> <tr style="height: 59px;"> <td style="height: 59px; width: 214px;">Product Type</td> <td style="height: 59px; width: 356px;"> <p>GSM/GPRS/GNSS/BLUETOOTH, Temperature and Humidity sensor, Headset, OBDII dongle</p> </td> </tr> </tbody> </table> | Inateck Barcode Scanner, Universal BLE sensors support | 1587 | 2099 | 77 | IN STOCK at EXTERNAL supplier. <br> If ordered before 10AM: <br>DELIVERED next business day (main centres) <br>or 3-5 business days (regional areas or large items)<br> COLLECTION from Geewiz available Same Day (approx 4:30pm) | Miro | 1 | https://miro.co.za/img/p/3/7/7/1/3771.jpg |  | TTK-FMB140 Data Sheet
3 | Teltonika | TTK-TAT100 | Teltonika Robust, small and easy to install, GSM/GPRS/GNSS/BLUETOOTH 4.0 + LE | <p><strong>FEATURES</strong></p> <p>Ultra-low-power Bluetooth BlueNRG-232 chipset, 2.0 micro-USB, Internal eSIM slot, 128 MB memory</p> <p><strong>PRODUCT SPECIFICATIONS</strong></p> <table style="width: 600px;"> <tbody> <tr style="height: 45px;"> <td style="height: 45px; width: 214px;">Brand</td> <td style="height: 45px; width: 356px;"> <p class="h1 page-title">Teltonika</p> </td> </tr> <tr style="height: 42px;"> <td style="height: 42px; width: 214px;">Item model number</td> <td style="height: 42px; width: 356px;"> <p>TTK-TAT100</p> </td> </tr> <tr style="height: 59px;"> <td style="height: 59px; width: 214px;">Product Type</td> <td style="height: 59px; width: 356px;"> <p>GSM/GPRS/GNSS/BLUETOOTH 4.0 + LE</p> </td> </tr> </tbody> </table> | Ultra-low-power Bluetooth BlueNRG-232 chipset, 2.0 micro-USB, Internal eSIM slot, 128 MB memory | 1518 | 2008 | 77 | IN STOCK at EXTERNAL supplier. <br> If ordered before 10AM: <br>DELIVERED next business day (main centres) <br>or 3-5 business days (regional areas or large items)<br> COLLECTION from Geewiz available Same Day (approx 4:30pm) | Miro | 1 | https://miro.co.za/img/p/3/7/7/0/3770.jpg |  | TTK-TAT100 Data Sheet
3 | Radwin | RW-PROMO-1 | RADWIN Buy-1 5000 JET DUO DUEL CARRIER Base Station 1500Mbps, Get-1 FREE | <p><strong>FEATURES</strong></p> <p>RADWIN Buy-1 5000 JET DUO DUEL CARRIER Base Station 1500Mbps, Get-1 FREE</p> <p><strong>PRODUCT SPECIFICATIONS</strong></p> <table style="width: 600px;"> <tbody> <tr style="height: 45px;"> <td style="height: 45px; width: 214px;">Brand</td> <td style="height: 45px; width: 356px;"> <p class="h1 page-title">Radwin</p> </td> </tr> <tr style="height: 42px;"> <td style="height: 42px; width: 214px;">Item model number</td> <td style="height: 42px; width: 356px;"> <p>RW-PROMO-1</p> </td> </tr> <tr style="height: 59px;"> <td style="height: 59px; width: 214px;">Product Type</td> <td style="height: 59px; width: 356px;"> <p>Base Station</p> </td> </tr> </tbody> </table> | 1500Mbps Aggregate, 20dBi 2nd Gen Smart Beamforming Antenna, Up to 64 SU's, GPS, req. POE-52V-65W | 99999 | 132249 | 77 | IN STOCK at EXTERNAL supplier. <br> If ordered before 10AM: <br>DELIVERED next business day (main centres) <br>or 3-5 business days (regional areas or large items)<br> COLLECTION from Geewiz available Same Day (approx 4:30pm) | Miro | 1 | https://miro.co.za/img/p/3/7/3/7/3737.jpg |  | RW-PROMO-1 Data Sheet
3 | ZKTeco | ZK-CR60W | ZKTeco - Card Encoder For Hotel Locks | <p><strong>FEATURES</strong></p> <p>Mifare card reader</p> <p><strong>PRODUCT SPECIFICATIONS</strong></p> <table style="width: 600px;"> <tbody> <tr style="height: 45px;"> <td style="height: 45px; width: 214px;">Brand</td> <td style="height: 45px; width: 356px;"> <p class="h1 page-title">ZKTeco</p> </td> </tr> <tr style="height: 42px;"> <td style="height: 42px; width: 214px;">Item model number</td> <td style="height: 42px; width: 356px;"> <p>ZK-CR60W</p> </td> </tr> <tr style="height: 59px;"> <td style="height: 59px; width: 214px;">Product Type</td> <td style="height: 59px; width: 356px;"> <p>Card Encoder</p> </td> </tr> </tbody> </table> | Mifare card reader | 1041 | 1377 | 1853 | IN STOCK at EXTERNAL supplier. <br> If ordered before 10AM: <br>DELIVERED next business day (main centres) <br>or 3-5 business days (regional areas or large items)<br> COLLECTION from Geewiz available Same Day (approx 4:30pm) | Miro | 1 | https://miro.co.za/img/p/3/7/6/9/3769.jpg |  | ZK-CR60W Data Sheet
3 | Cambium | CB-PROMO4 | Cambium SM Bundle 4 | <p><strong>FEATURES</strong></p> <p>PMP 450b High-Gain SM + cnPilot r195w (Power Cord and PSU excluded)</p> <p><strong>PRODUCT SPECIFICATIONS</strong></p> <table style="width: 600px;"> <tbody> <tr style="height: 45px;"> <td style="height: 45px; width: 214px;">Brand</td> <td style="height: 45px; width: 356px;"> <p class="h1 page-title">Cambium</p> </td> </tr> <tr style="height: 42px;"> <td style="height: 42px; width: 214px;">Item model number</td> <td style="height: 42px; width: 356px;"> <p>CB-PROMO4</p> </td> </tr> <tr style="height: 59px;"> <td style="height: 59px; width: 214px;">Product Type</td> <td style="height: 59px; width: 356px;"> <p>SM Bundle</p> </td> </tr> </tbody> </table> | PMP 450b High-Gain SM + cnPilot r195w (Power Cord and PSU excluded) | 18876 | 24964 | 628 | IN STOCK at EXTERNAL supplier. <br> If ordered before 10AM: <br>DELIVERED next business day (main centres) <br>or 3-5 business days (regional areas or large items)<br> COLLECTION from Geewiz available Same Day (approx 4:30pm) | Miro | 1 | https://miro.co.za/img/p/3/7/3/4/3734.jpg |  | CB-PROMO4 Data Sheet
3 | Cambium | CB-PROMO5 | Cambium SM Bundle 5 | <p><strong>FEATURES</strong></p> <p>PMP 450b Mid-Gain SM+ cnPilot r195w</p> <p><strong>PRODUCT SPECIFICATIONS</strong></p> <table style="width: 600px;"> <tbody> <tr style="height: 45px;"> <td style="height: 45px; width: 214px;">Brand</td> <td style="height: 45px; width: 356px;"> <p class="h1 page-title">Cambium</p> </td> </tr> <tr style="height: 42px;"> <td style="height: 42px; width: 214px;">Item model number</td> <td style="height: 42px; width: 356px;"> <p>CB-PROMO5</p> </td> </tr> <tr style="height: 59px;"> <td style="height: 59px; width: 214px;">Product Type</td> <td style="height: 59px; width: 356px;"> <p>SM Bundle</p> </td> </tr> </tbody> </table> | PMP 450b Mid-Gain SM+ cnPilot r195w | 4578 | 6054 | 628 | IN STOCK at EXTERNAL supplier. <br> If ordered before 10AM: <br>DELIVERED next business day (main centres) <br>or 3-5 business days (regional areas or large items)<br> COLLECTION from Geewiz available Same Day (approx 4:30pm) | Miro | 1 | https://miro.co.za/img/p/3/7/3/3/3733.jpg |  | CB-PROMO5 Data Sheet
3 | Cambium | CB-PROMO3 | Cambium SM Bundle 3 | <p><strong>FEATURES</strong></p> <p>ePMP Force 300-16 + cnPilot r195w</p> <p><strong>PRODUCT SPECIFICATIONS</strong></p> <table style="width: 600px;"> <tbody> <tr style="height: 45px;"> <td style="height: 45px; width: 214px;">Brand</td> <td style="height: 45px; width: 356px;"> <p class="h1 page-title">Cambium</p> </td> </tr> <tr style="height: 42px;"> <td style="height: 42px; width: 214px;">Item model number</td> <td style="height: 42px; width: 356px;"> <p>CB-PROMO3</p> </td> </tr> <tr style="height: 59px;"> <td style="height: 59px; width: 214px;">Product Type</td> <td style="height: 59px; width: 356px;"> <p>SM Bundle</p> </td> </tr> </tbody> </table> | ePMP Force 300-16 + cnPilot r195w | 3054 | 4039 | 628 | IN STOCK at EXTERNAL supplier. <br> If ordered before 10AM: <br>DELIVERED next business day (main centres) <br>or 3-5 business days (regional areas or large items)<br> COLLECTION from Geewiz available Same Day (approx 4:30pm) | Miro | 1 | https://miro.co.za/img/p/3/7/3/2/3732.jpg |  | CB-PROMO3 Data Sheet
3 | BDCOM | BDCOM-P3310D-2AC | BDCOM EPON 4 Port L2 Headend (OLT) for FTTx, Redundant PSU incl. | <p><strong>FEATURES</strong></p> <p>BDCOM P3310D Series complies with IEEE802.3ah and P.R.C intercommunication standard, YD/ T 1475-2006, supports CTC2.1/3.0 standard, automatically discovers and cooperates with ONUs of different manufacturers. It can be used for establishing efficient EPON solution.</p> <p>BDCOM P3310D Series supports the symmetric uplink/downlink 1.25Gbps PON transmission rate, efficient bandwidth usage and Ethernet services, helping carriers to provide reliable services to their users. Its coupling ratio ups to 1:64, and its support of different hybrid ONU networks minimizes the carrier's investment.</p> <p>BDCOM P3310D Series, based on the edge-cutting technologies, is strong in functions and QoS guarantee, SLA and DBA can be easily listed out.</p> <p><strong>PRODUCT SPECIFICATIONS</strong></p> <table style="width: 600px;"> <tbody> <tr style="height: 45px;"> <td style="height: 45px; width: 214px;">Brand</td> <td style="height: 45px; width: 356px;"> <p class="h1 page-title">BDCOM</p> </td> </tr> <tr style="height: 42px;"> <td style="height: 42px; width: 214px;">Item model number</td> <td style="height: 42px; width: 356px;"> <p>BDCOM-P3310D-2AC</p> </td> </tr> <tr style="height: 59px;"> <td style="height: 59px; width: 214px;">Product Type</td> <td style="height: 59px; width: 356px;"> <p>Headend</p> </td> </tr> <tr style="height: 59px;"> <td style="height: 59px; width: 214px;">PON ports</td> <td style="height: 59px; width: 356px;"> <p>4</p> </td> </tr> <tr style="height: 59px;"> <td style="height: 59px; width: 214px;">RJ45 console</td> <td style="height: 59px; width: 356px;">1</td> </tr> <tr style="height: 59px;"> <td style="height: 59px; width: 214px;">DRAM (MB)</td> <td style="height: 59px; width: 356px;">128</td> </tr> <tr style="height: 59px;"> <td style="height: 59px; width: 214px;">Flash (MB)</td> <td style="height: 59px; width: 356px;">32</td> </tr> <tr style="height: 59px;"> <td style="height: 59px; width: 214px;">Backplane (Gbps)</td> <td style="height: 59px; width: 356px;">20</td> </tr> <tr style="height: 59px;"> <td style="height: 59px; width: 214px;">MAC table</td> <td style="height: 59px; width: 356px;">8K</td> </tr> <tr style="height: 59px;"> <td style="height: 59px; width: 214px;">Buffer size (MB)</td> <td style="height: 59px; width: 356px;">512</td> </tr> <tr style="height: 59px;"> <td style="height: 59px; width: 214px;">AC (V)</td> <td style="height: 59px; width: 356px;">90 ~ 264</td> </tr> <tr style="height: 59px;"> <td style="height: 59px; width: 214px;">DC (V)</td> <td style="height: 59px; width: 356px;">36~72</td> </tr> <tr style="height: 59px;"> <td style="height: 59px; width: 214px;">Max. consumption (W)</td> <td style="height: 59px; width: 356px;">40</td> </tr> <tr style="height: 59px;"> <td style="height: 59px; width: 214px;">Power slots</td> <td style="height: 59px; width: 356px;">1 (fixed, optional for 2)</td> </tr> </tbody> </table> | 4 EPON SFP (requires BDCOM-OLT-SFP-20), 2 x GBE Combo Ports, 2 x GBE LAN Ports, 2 x SFP Ports | 11393 | 15067 | 77 | IN STOCK at EXTERNAL supplier. <br> If ordered before 10AM: <br>DELIVERED next business day (main centres) <br>or 3-5 business days (regional areas or large items)<br> COLLECTION from Geewiz available Same Day (approx 4:30pm) | Miro | 1 | https://miro.co.za/img/p/3/8/3/3/3833.jpg | https://miro.co.za/index.php?controller=attachment&id_attachment=3994 | BDCOM-P3310D-2AC Data Sheet
3 | MikroTik | MT-RB921-5SHPACT-NM | MikroTik NetMetal 5 - 5GHz 3x3 MIMO high power ODU with 3 x RP-SMA connectors | <p><strong>FEATURES</strong></p> <p>The NetMetal is a 802.11a/n/ac wireless device in a waterproof metal enclosure. Its rugged design is made to withstand the toughest conditions, but at the same time is easy to use and can be opened and closed with one hand. The solid aluminum enclosure also works as a reliable heat-sink for it&rsquo;s high output power radio. It is sealed to conform with the IP54 standard.</p> <p>The NetMetal is equipped with powerful 720Mhz CPU, 128MB RAM, one Gigabit Ethernet port, 802.11ac wireless, one SFP cage, USB, RP-SMA connectors for external antennas and RouterOS L4 license.</p> <p>RB921UAGS-5SHPacT-NM version is equipped with Super High power 3x3 Tripple Chain 802.11ac wireless and three RP-SMA connectors for external antennas</p> <p>- RB921UAGS-5SHPacT-NM-US (USA) is factory locked for 5170-5250MHz and 5725-5835MHz frequencies. This lock can not be removed.</p> <p>- RB921UAGS-5SHPacT-NM (International) supports 5150MHz-5875MHz range (Specific frequency range can be limited by country regulations).</p> <p><strong>PRODUCT SPECIFICATIONS</strong></p> <table style="width: 600px;"> <tbody> <tr style="height: 45px;"> <td style="height: 45px; width: 214px;">Brand</td> <td style="height: 45px; width: 356px;"> <p class="h1 page-title">MikroTik</p> </td> </tr> <tr style="height: 42px;"> <td style="height: 42px; width: 214px;">Item model number</td> <td style="height: 42px; width: 356px;"> <p>MT-RB921-5SHPACT-NM</p> </td> </tr> <tr style="height: 59px;"> <td style="height: 59px; width: 214px;">Product Type</td> <td style="height: 59px; width: 356px;"> <p>connector</p> </td> </tr> <tr style="height: 59px;"> <td style="height: 59px; width: 214px;">Architecture</td> <td style="height: 59px; width: 356px;"> <p>MIPSBE</p> </td> </tr> <tr style="height: 59px;"> <td style="height: 59px; width: 214px;">CPU</td> <td style="height: 59px; width: 356px;">QCA9557</td> </tr> <tr style="height: 59px;"> <td style="height: 59px; width: 214px;">CPU nominal frequency</td> <td style="height: 59px; width: 356px;">720 MHz</td> </tr> <tr style="height: 59px;"> <td style="height: 59px; width: 214px;">Size of RAM</td> <td style="height: 59px; width: 356px;">128 MB</td> </tr> <tr style="height: 59px;"> <td style="height: 59px; width: 214px;">Storage size</td> <td style="height: 59px; width: 356px;">128 MB</td> </tr> <tr style="height: 59px;"> <td style="height: 59px; width: 214px;">Storage type</td> <td style="height: 59px; width: 356px;">NAND</td> </tr> <tr style="height: 59px;"> <td style="height: 59px; width: 214px;">PoE in input Voltage</td> <td style="height: 59px; width: 356px;">8-30 V</td> </tr> <tr style="height: 59px;"> <td style="height: 59px; width: 214px;">Max power consumption</td> <td style="height: 59px; width: 356px;">25 W</td> </tr> <tr style="height: 59px;"> <td style="height: 59px; width: 214px;">Number of USB ports</td> <td style="height: 59px; width: 356px;">1</td> </tr> </tbody> </table> | 720MHz CPU, 128MB RAM, 802.11a/n/ac tripple chain,1 Gb LAN, RouterOS L4, 1 USB, 1 SFP,PoE in,5V-30V | 1984 | 2624 | 628 | IN STOCK at EXTERNAL supplier. <br> If ordered before 10AM: <br>DELIVERED next business day (main centres) <br>or 3-5 business days (regional areas or large items)<br> COLLECTION from Geewiz available Same Day (approx 4:30pm) | Miro | 1 | https://miro.co.za/img/p/3/8/4/5/3845.jpg |  | MT-RB921-5SHPACT-NM Data Sheet
3 | MikroTik | MT-RBHAP-AC3-LTE6 | MikroTik hAP AC3 LTE6 - dual-chain, dual-band 2.4/5 GHz, Desktop AP - Black | <p><strong>FEATURES</strong></p> <p>Forget about endless searching for the perfect router and scrolling through an eternity of reviews and specifications! We have created a single affordable home access point that has all the features you might need for years to come.</p> <p>hAP ac&sup3; LTE6 kit features our newest CAT6 LTE modem. It enables carrier aggregation, allowing you to use the LTE connection with speed up to 300 Mbps. It works by using multiple LTE bands at the same time. A huge advantage when there are a lot of LTE users in the area. Depending on the service provider, we have seen Internet speed doubling after switching to CAT6.</p> <p>With 5 Gigabit Ethernet ports, 256 MB of RAM and quadcore CPU, hAP ac&sup3; LTE6 kit can satisfy even the biggest and most demanding households. There is a full-size USB port that you can use to add extra storage. The new enclosure allows mounting the device vertically or horizontally. A wall mount set is also included.</p> <p>Stop sharing the frequency with all your neighbors! Strong dual-chain dual-band 2.4/5 GHz wireless for concurrent coverage will solve most interference issues in a crowded environment. This is a must-have these days! You can use the 2.4 GHz channel for older devices and the 5 GHz channel for everything else, since this frequency is less cluttered.</p> <p><strong>PRODUCT SPECIFICATIONS</strong></p> <table style="width: 600px;"> <tbody> <tr style="height: 45px;"> <td style="height: 45px; width: 214px;">Brand</td> <td style="height: 45px; width: 356px;"> <p class="h1 page-title">MikroTik</p> </td> </tr> <tr style="height: 42px;"> <td style="height: 42px; width: 214px;">Item model number</td> <td style="height: 42px; width: 356px;"> <p>MT-RBHAP-AC3-LTE6</p> </td> </tr> <tr style="height: 59px;"> <td style="height: 59px; width: 214px;">Product Type</td> <td style="height: 59px; width: 356px;"> <p>Desktop AP</p> </td> </tr> <tr style="height: 59px;"> <td style="height: 59px; width: 214px;">Architecture</td> <td style="height: 59px; width: 356px;"> <p>ARM 32bit</p> </td> </tr> <tr style="height: 59px;"> <td style="height: 59px; width: 214px;">CPU</td> <td style="height: 59px; width: 356px;">IPQ-4019</td> </tr> <tr style="height: 59px;"> <td style="height: 59px; width: 214px;">CPU nominal frequency</td> <td style="height: 59px; width: 356px;">716 MHz</td> </tr> <tr style="height: 59px;"> <td style="height: 59px; width: 214px;">Size of RAM</td> <td style="height: 59px; width: 356px;">256 MB</td> </tr> <tr style="height: 59px;"> <td style="height: 59px; width: 214px;">Storage size</td> <td style="height: 59px; width: 356px;">16 MB</td> </tr> <tr style="height: 59px;"> <td style="height: 59px; width: 214px;">Storage type</td> <td style="height: 59px; width: 356px;">FLASH</td> </tr> <tr style="height: 59px;"> <td style="height: 59px; width: 214px;">DC jack input Voltage</td> <td style="height: 59px; width: 356px;">12-28 V</td> </tr> <tr style="height: 59px;"> <td style="height: 59px; width: 214px;">Max power consumption</td> <td style="height: 59px; width: 356px;">20 W</td> </tr> <tr style="height: 59px;"> <td style="height: 59px; width: 214px;">Number of SIM slots</td> <td style="height: 59px; width: 356px;">1 Modem (Micro SIM)</td> </tr> </tbody> </table> | Quad Core, 256 MB, 2.4 GHz (3 dBi), 5 GHz (5.5 dBi), RouterOS, License level 4 | 3841 | 5080 | 628 | IN STOCK at EXTERNAL supplier. <br> If ordered before 10AM: <br>DELIVERED next business day (main centres) <br>or 3-5 business days (regional areas or large items)<br> COLLECTION from Geewiz available Same Day (approx 4:30pm) | Miro | 1 | https://miro.co.za/img/p/3/8/3/5/3835.jpg | https://miro.co.za/index.php?controller=attachment&id_attachment=4002 | MT-RBHAP-AC3-LTE6 Data Sheet
3 | Radwin | RW-2A250-54-INT | RADWIN 2000 Alpha 5GHz ODU - 250Mbps Aggregate, 22dBi Integrated antenna | <p><strong>FEATURES</strong></p> <p>RADWIN RW-5AB5-9654 5000 Jet-Air 250 Outdoor Unit wireless CPE, With Smart Beamforming Integrated Antenna &amp; Embedded GPS, Supporting Multi-Frequency Bands at 5.x GHz, Factory Default 5.4GHz Universal, 20dBi Smart Beamforming Antenna </p> <p><strong>PRODUCT SPECIFICATIONS</strong></p> <table style="width: 600px;"> <tbody> <tr style="height: 45px;"> <td style="height: 45px; width: 214px;">Brand</td> <td style="height: 45px; width: 356px;"> <p class="h1 page-title">Radwin</p> </td> </tr> <tr style="height: 42px;"> <td style="height: 42px; width: 214px;">Item model number</td> <td style="height: 42px; width: 356px;"> <p>RW-2A250-54-INT</p> </td> </tr> <tr style="height: 59px;"> <td style="height: 59px; width: 214px;">Product Type</td> <td style="height: 59px; width: 356px;"> <p>antenna</p> </td> </tr> <tr style="height: 59px;"> <td style="height: 59px; width: 214px;">Architecture</td> <td style="height: 59px; width: 356px;"> <p>Outdoor Unit with an integrated antenna</p> </td> </tr> <tr style="height: 59px;"> <td style="height: 59px; width: 214px;">PoE to ODU Interface</td> <td style="height: 59px; width: 356px;">Outdoor CAT-5e; Maximum cable length: 100m for 10/100BaseT and 75m for 1000BaseT</td> </tr> <tr style="height: 59px;"> <td style="height: 59px; width: 214px;">Max Capacity</td> <td style="height: 59px; width: 356px;">250 Mbps net aggregate throughput</td> </tr> <tr style="height: 59px;"> <td style="height: 59px; width: 214px;">Range</td> <td style="height: 59px; width: 356px;">Up to 40 km / 25 miles</td> </tr> <tr style="height: 59px;"> <td style="height: 59px; width: 214px;">Channel Bandwidth</td> <td style="height: 59px; width: 356px;">Configurable: 10, 20, 40, 80 MHz (for the default band); Dynamic Channel BW selection (20/40/80 MHz)</td> </tr> <tr style="height: 59px;"> <td style="height: 59px; width: 214px;">Modulation</td> <td style="height: 59px; width: 356px;">MIMO-OFDM (BPSK/QPSK/16QAM/64QAM/256QAM)</td> </tr> <tr style="height: 59px;"> <td style="height: 59px; width: 214px;">Automatic Channel Selection</td> <td style="height: 59px; width: 356px;">Supported upon power up</td> </tr> <tr style="height: 59px;"> <td style="height: 59px; width: 214px;">Max Tx Power</td> <td style="height: 59px; width: 356px;">26 dBm</td> </tr> <tr style="height: 59px;"> <td style="height: 59px; width: 214px;">Power Feeding</td> <td style="height: 59px; width: 356px;">Power provided over ODU-IDU cable</td> </tr> <tr style="height: 59px;"> <td style="height: 59px; width: 214px;">Power Consumption</td> <td style="height: 59px; width: 356px;">&lt;13W</td> </tr> </tbody> </table> | Requires RW-POE-24V or CT-POE-48VG | 10157 | 13433 | 628 | IN STOCK at EXTERNAL supplier. <br> If ordered before 10AM: <br>DELIVERED next business day (main centres) <br>or 3-5 business days (regional areas or large items)<br> COLLECTION from Geewiz available Same Day (approx 4:30pm) | Miro | 1 | https://miro.co.za/img/p/3/8/3/4/3834.jpg | https://miro.co.za/index.php?controller=attachment&id_attachment=3998 | RW-2A250-54-INT Data Sheet
3 | Mean Well | MW-TS-400-212B | Mean Well - 400W True Sine Wave DC-AC Power Inverter - 12V Input | <p><strong>FEATURES</strong></p> <p>DC-AC True Sine Wave Inverter for stand alone systems; Battery 12Vdc; Output 230Vac; 400W; EU AC Output receptacle; Peak power 200%; Remote ON/OFF</p> <p><strong>PRODUCT SPECIFICATIONS</strong></p> <table style="width: 600px;"> <tbody> <tr style="height: 45px;"> <td style="height: 45px; width: 214px;">Brand</td> <td style="height: 45px; width: 356px;"> <p class="h1 page-title">Mean Well</p> </td> </tr> <tr style="height: 42px;"> <td style="height: 42px; width: 214px;">Item model number</td> <td style="height: 42px; width: 356px;"> <p>MW-TS-400-212B</p> </td> </tr> <tr style="height: 59px;"> <td style="height: 59px; width: 214px;">Product Type</td> <td style="height: 59px; width: 356px;"> <p>Inverter</p> </td> </tr> <tr style="height: 59px;"> <td style="height: 59px; width: 214px;">Technology</td> <td style="height: 59px; width: 356px;"> <p>DC/AC</p> </td> </tr> <tr style="height: 59px;"> <td style="height: 59px; width: 214px;">Power Format</td> <td style="height: 59px; width: 356px;">True Sine Wave</td> </tr> <tr style="height: 59px;"> <td style="height: 59px; width: 214px;">Output Power (W)</td> <td style="height: 59px; width: 356px;">400</td> </tr> <tr style="height: 59px;"> <td style="height: 59px; width: 214px;">Output Voltage (V)</td> <td style="height: 59px; width: 356px;">230</td> </tr> <tr style="height: 59px;"> <td style="height: 59px; width: 214px;">Output Current (A)</td> <td style="height: 59px; width: 356px;">1.74</td> </tr> <tr style="height: 59px;"> <td style="height: 59px; width: 214px;">Input Voltage (V)</td> <td style="height: 59px; width: 356px;">10.5 - 15</td> </tr> <tr style="height: 59px;"> <td style="height: 59px; width: 214px;">IP Rating</td> <td style="height: 59px; width: 356px;">No IP assigned</td> </tr> <tr style="height: 59px;"> <td style="height: 59px; width: 214px;">Control Signals</td> <td style="height: 59px; width: 356px;">ON/OFF</td> </tr> <tr style="height: 59px;"> <td style="height: 59px; width: 214px;">Width (mm)</td> <td style="height: 59px; width: 356px;">158</td> </tr> <tr style="height: 59px;"> <td style="height: 59px; width: 214px;">Height (mm)</td> <td style="height: 59px; width: 356px;">67</td> </tr> <tr style="height: 59px;"> <td style="height: 59px; width: 214px;">Depth (mm)</td> <td style="height: 59px; width: 356px;">205</td> </tr> </tbody> </table> | Mean Well - 400W True Sine Wave DC-AC Power Inverter - 12V Input | 3697 | 4889 | 400 | IN STOCK at EXTERNAL supplier. <br> If ordered before 10AM: <br>DELIVERED next business day (main centres) <br>or 3-5 business days (regional areas or large items)<br> COLLECTION from Geewiz available Same Day (approx 4:30pm) | Miro | 1 | https://miro.co.za/img/p/3/7/3/8/3738.jpg | https://miro.co.za/index.php?controller=attachment&id_attachment=3984 | MW-TS-400-212B Data Sheet
3 | Mean Well | MW-48DC12DC-15 | Mean Well - 15W Single Output DC - DC Converter - 12VDC | <p><strong>FEATURES</strong></p> <p>15W Single Output DC - DC Converter, INPUT: 36-72VDC OUTPUT 10.8-13.2VDC</p> <p><strong>PRODUCT SPECIFICATIONS</strong></p> <table style="width: 600px;"> <tbody> <tr style="height: 45px;"> <td style="height: 45px; width: 214px;">Brand</td> <td style="height: 45px; width: 356px;"> <p class="h1 page-title">Mean Well</p> </td> </tr> <tr style="height: 42px;"> <td style="height: 42px; width: 214px;">Item model number</td> <td style="height: 42px; width: 356px;"> <p>MW-48DC12DC-15</p> </td> </tr> <tr style="height: 59px;"> <td style="height: 59px; width: 214px;">Product Type</td> <td style="height: 59px; width: 356px;"> <p>DC Converter</p> </td> </tr> </tbody> </table> | 15W Single Output DC - DC Converter, INPUT: 36-72VDC OUTPUT 10.8-13.2VDC | 375 | 496 | 400 | IN STOCK at EXTERNAL supplier. <br> If ordered before 10AM: <br>DELIVERED next business day (main centres) <br>or 3-5 business days (regional areas or large items)<br> COLLECTION from Geewiz available Same Day (approx 4:30pm) | Miro | 1 | https://miro.co.za/img/p/3/8/4/4/3844.jpg |  | MW-48DC12DC-15 Data Sheet
3 | Edge-core | EC-ET5402-DAC-1M | 10G SFP+ DAC 1M cable | <p><strong>FEATURES</strong></p> <p>The SFP+ cable assemblies are high-performance, cost-effective I/O solutions for 10G Ethernet and 10G Fiber Channel applications. SFP+ copper modules allow hardware manufactures to achieve high port density, configurability and utilization at a very low cost and reduced power budget. The high-speed cable assemblies meet and exceed Gigabit Ethernet and Fibre Channel industry-standard requirements for performance and reliability.</p> <p><strong>PRODUCT SPECIFICATIONS</strong></p> <table style="width: 600px;"> <tbody> <tr style="height: 45px;"> <td style="height: 45px; width: 214px;">Brand</td> <td style="height: 45px; width: 356px;"> <p class="h1 page-title">Edge-core</p> </td> </tr> <tr style="height: 42px;"> <td style="height: 42px; width: 214px;">Item model number</td> <td style="height: 42px; width: 356px;"> <p>EC-ET5402-DAC-1M</p> </td> </tr> <tr style="height: 59px;"> <td style="height: 59px; width: 214px;">Product Type</td> <td style="height: 59px; width: 356px;"> <p>cable</p> </td> </tr> </tbody> </table> | 10G SFP+ DAC 1M cable | 538 | 712 | 516 | IN STOCK at EXTERNAL supplier. <br> If ordered before 10AM: <br>DELIVERED next business day (main centres) <br>or 3-5 business days (regional areas or large items)<br> COLLECTION from Geewiz available Same Day (approx 4:30pm) | Miro | 1 | https://miro.co.za/img/p/3/7/6/4/3764.jpg | https://miro.co.za/index.php?controller=attachment&id_attachment=3985 | EC-ET5402-DAC-1M Data Sheet
3 | Edge-core | EC-ET5402-DAC-3M | 10G SFP+ DAC 3M cable | <p><strong>FEATURES</strong></p> <p>The SFP+ cable assemblies are high-performance, cost-effective I/O solutions for 10G Ethernet and 10G Fiber Channel applications. SFP+ copper modules allow hardware manufactures to achieve high port density, configurability and utilization at a very low cost and reduced power budget. The high-speed cable assemblies meet and exceed Gigabit Ethernet and Fibre Channel industry-standard requirements for performance and reliability.</p> <p><strong>PRODUCT SPECIFICATIONS</strong></p> <table style="width: 600px;"> <tbody> <tr style="height: 45px;"> <td style="height: 45px; width: 214px;">Brand</td> <td style="height: 45px; width: 356px;"> <p class="h1 page-title">Edge-core</p> </td> </tr> <tr style="height: 42px;"> <td style="height: 42px; width: 214px;">Item model number</td> <td style="height: 42px; width: 356px;"> <p>EC-ET5402-DAC-3M</p> </td> </tr> <tr style="height: 59px;"> <td style="height: 59px; width: 214px;">Product Type</td> <td style="height: 59px; width: 356px;"> <p>cable</p> </td> </tr> </tbody> </table> | 10G SFP+ DAC 3M cable | 666 | 881 | 516 | IN STOCK at EXTERNAL supplier. <br> If ordered before 10AM: <br>DELIVERED next business day (main centres) <br>or 3-5 business days (regional areas or large items)<br> COLLECTION from Geewiz available Same Day (approx 4:30pm) | Miro | 1 | https://miro.co.za/img/p/3/7/6/5/3765.jpg | https://miro.co.za/index.php?controller=attachment&id_attachment=3985 | EC-ET5402-DAC-3M Data Sheet
3 | Radwin | RW-POE-DC | RADWIN Indoor DC-PoE Injector, 10VDC-60VDC input, 48VDC PoE Outpu | <p><strong>FEATURES</strong></p> <p>Indoor DC-PoE Injector, 10VDC-60VDC input, 48VDC PoE Output</p> <p><strong>PRODUCT SPECIFICATIONS</strong></p> <table style="width: 600px;"> <tbody> <tr style="height: 45px;"> <td style="height: 45px; width: 214px;">Brand</td> <td style="height: 45px; width: 356px;"> <p class="h1 page-title">Radwin</p> </td> </tr> <tr style="height: 42px;"> <td style="height: 42px; width: 214px;">Item model number</td> <td style="height: 42px; width: 356px;"> <p>RW-POE-DC</p> </td> </tr> <tr style="height: 59px;"> <td style="height: 59px; width: 214px;">Product Type</td> <td style="height: 59px; width: 356px;"> <p>DC-PoE Injector</p> </td> </tr> </tbody> </table> | To be used with Jet DUO's | 2968 | 3925 | 1061 | IN STOCK at EXTERNAL supplier. <br> If ordered before 10AM: <br>DELIVERED next business day (main centres) <br>or 3-5 business days (regional areas or large items)<br> COLLECTION from Geewiz available Same Day (approx 4:30pm) | Miro | 1 | https://miro.co.za/img/p/3/8/4/3/3843.jpg |  | RW-POE-DC Data Sheet
3 | ZKTeco | ZK-F17MIFARE | ZKTeco - F17 Mifare Out/indoor Biometric reader, IP65 , Access control, T&amp;A | <p><strong>FEATURES</strong></p> <p>Mifare reader, 1500 templates,, TCP/IP, RS485, USB</p> <p><strong>PRODUCT SPECIFICATIONS</strong></p> <table style="width: 600px;"> <tbody> <tr style="height: 45px;"> <td style="height: 45px; width: 214px;">Brand</td> <td style="height: 45px; width: 356px;"> <p class="h1 page-title">ZKTeco</p> </td> </tr> <tr style="height: 42px;"> <td style="height: 42px; width: 214px;">Item model number</td> <td style="height: 42px; width: 356px;"> <p>ZK-F17MIFARE</p> </td> </tr> <tr style="height: 59px;"> <td style="height: 59px; width: 214px;">Product Type</td> <td style="height: 59px; width: 356px;"> <p>reader</p> </td> </tr> <tr style="height: 59px;"> <td style="height: 59px; width: 214px;">Fingerprint Sensor</td> <td style="height: 59px; width: 356px;"> <p>Infrared detection fingerprint sensor</p> </td> </tr> <tr style="height: 59px;"> <td style="height: 59px; width: 214px;">Communication</td> <td style="height: 59px; width: 356px;">TCP/IP, RS485, USB Host</td> </tr> <tr style="height: 59px;"> <td style="height: 59px; width: 214px;">Fingerprint Capacity</td> <td style="height: 59px; width: 356px;">3,000 Fingerprints(8,000 Optional)</td> </tr> <tr style="height: 59px;"> <td style="height: 59px; width: 214px;">Card Capacity</td> <td style="height: 59px; width: 356px;">30,000 Optional</td> </tr> </tbody> </table> | Mifare reader, 1500 templates,, TCP/IP, RS485, USB | 4633 | 6127 | 1853 | IN STOCK at EXTERNAL supplier. <br> If ordered before 10AM: <br>DELIVERED next business day (main centres) <br>or 3-5 business days (regional areas or large items)<br> COLLECTION from Geewiz available Same Day (approx 4:30pm) | Miro | 1 | https://miro.co.za/img/p/3/8/4/2/3842.jpg | https://miro.co.za/index.php?controller=attachment&id_attachment=4024 | ZK-F17MIFARE Data Sheet
3 | Tenda | TE-HG1 | Tenda GPON Subscriber (ONU) with 1x Gb LAN for FTTx | <p><strong>FEATURES</strong></p> <p>Tenda GPON Subscriber (ONU) with 1x Gb LAN for FTTx</p> <p><strong>PRODUCT SPECIFICATIONS</strong></p> <table style="width: 600px;"> <tbody> <tr style="height: 45px;"> <td style="height: 45px; width: 214px;">Brand</td> <td style="height: 45px; width: 356px;"> <p class="h1 page-title">Tenda</p> </td> </tr> <tr style="height: 42px;"> <td style="height: 42px; width: 214px;">Item model number</td> <td style="height: 42px; width: 356px;"> <p>TE-HG1</p> </td> </tr> <tr style="height: 59px;"> <td style="height: 59px; width: 214px;">Product Type</td> <td style="height: 59px; width: 356px;"> <p>Subscriber</p> </td> </tr> </tbody> </table> | 1 x SC/UPC GPON Port, 1 x Gbps LAN. Includes 9V PSU. | 431 | 570 | 77 | IN STOCK at EXTERNAL supplier. <br> If ordered before 10AM: <br>DELIVERED next business day (main centres) <br>or 3-5 business days (regional areas or large items)<br> COLLECTION from Geewiz available Same Day (approx 4:30pm) | Miro | 1 | https://miro.co.za/img/p/3/8/3/8/3838.jpg |  | TE-HG1 Data Sheet
3 | Tenda | TE-HG6 | Tenda GPON Subscriber (ONU), WiFi, 1x GB, 3x 100Mbps, 1 x USB, 1 x POTS | <p><strong>FEATURES</strong></p> <p>Tenda&rsquo;s N300 Wireless GPON ONT HG6 is a Gigabit Passive Optical Network (GPON) terminal , ideal for Fiber To The Home solution. It&rsquo;s an all-in-one device allowing users to access high-speed internet, VoIP, IPTV connection via GPON port and share it wirelessly at 300Mbps wireless 802.11ac speeds. HG6 provides a perfect terminal solution and future-oriented service supporting capabilities for FTTH deployment.</p> <p><strong>PRODUCT SPECIFICATIONS</strong></p> <table style="width: 600px;"> <tbody> <tr style="height: 45px;"> <td style="height: 45px; width: 214px;">Brand</td> <td style="height: 45px; width: 356px;"> <p class="h1 page-title">Tenda</p> </td> </tr> <tr style="height: 42px;"> <td style="height: 42px; width: 214px;">Item model number</td> <td style="height: 42px; width: 356px;"> <p>TE-HG6</p> </td> </tr> <tr style="height: 59px;"> <td style="height: 59px; width: 214px;">Product Type</td> <td style="height: 59px; width: 356px;"> <p>Subscriber</p> </td> </tr> <tr style="height: 59px;"> <td style="height: 59px; width: 214px;">Interface</td> <td style="height: 59px; width: 356px;"> <p>1*SC/APC GPON Port, 1*1000Mbps RJ45 LAN Port, 3*100Mbps RJ45 LAN Ports, 1*USB Port, 1*Voip Port, 1*DC Port</p> </td> </tr> <tr style="height: 59px;"> <td style="height: 59px; width: 214px;">Button</td> <td style="height: 59px; width: 356px;">1* Power On/off Button, 1*WPS Button, 1*WLAN Button, 1 RESET Button 1*LED Button</td> </tr> <tr style="height: 59px;"> <td style="height: 59px; width: 214px;">External Power Supply</td> <td style="height: 59px; width: 356px;">12V DC/1.0A</td> </tr> <tr style="height: 59px;"> <td style="height: 59px; width: 214px;">Optical Module</td> <td style="height: 59px; width: 356px;">Class B+</td> </tr> <tr style="height: 59px;"> <td style="height: 59px; width: 214px;">Optical Wavelength</td> <td style="height: 59px; width: 356px;">Transmit at 1310nm, Receive at 1490nm</td> </tr> <tr style="height: 59px;"> <td style="height: 59px; width: 214px;">Transmission Distance</td> <td style="height: 59px; width: 356px;">20Km Max</td> </tr> <tr style="height: 59px;"> <td style="height: 59px; width: 214px;">Bandwidth</td> <td style="height: 59px; width: 356px;">Upstream 1.25Gbps Max, Downstream 2.5Gbps Max</td> </tr> </tbody> </table> | 1 x SC/APC GPON Port, 1 x Gbps LAN, 3 x 10/100Mbps LAN. Includes 12V PSU. | 781 | 1033 | 77 | IN STOCK at EXTERNAL supplier. <br> If ordered before 10AM: <br>DELIVERED next business day (main centres) <br>or 3-5 business days (regional areas or large items)<br> COLLECTION from Geewiz available Same Day (approx 4:30pm) | Miro | 1 | https://miro.co.za/img/p/3/8/3/9/3839.jpg | https://miro.co.za/index.php?controller=attachment&id_attachment=4022 | TE-HG6 Data Sheet
3 | Tenda | TE-HG9 | Tenda GPON Subscriber (ONU), WiFi, 4x GB Ports, 1 x USB, 1 x POTS | <p><strong>FEATURES</strong></p> <p>Tenda&rsquo;s AC1200 Wireless GPON ONT HG9 is a Gigabit Passive Optical Network (GPON) terminal , ideal for Fiber To The Home solution. It&rsquo;s an all-in-one device allowing user to access high-speed internet, VoIP, IPTV connection via GPON port and share it wirelessly at 1200Mbps wireless 802.11ac speeds. HG9 provides a perfect terminal solution and future-oriented service support ing capabilities for FTTH deployment.</p> <p><strong>PRODUCT SPECIFICATIONS</strong></p> <table style="width: 600px;"> <tbody> <tr style="height: 45px;"> <td style="height: 45px; width: 214px;">Brand</td> <td style="height: 45px; width: 356px;"> <p class="h1 page-title">Tenda</p> </td> </tr> <tr style="height: 42px;"> <td style="height: 42px; width: 214px;">Item model number</td> <td style="height: 42px; width: 356px;"> <p>TE-HG9</p> </td> </tr> <tr style="height: 59px;"> <td style="height: 59px; width: 214px;">Product Type</td> <td style="height: 59px; width: 356px;"> <p>Subscriber</p> </td> </tr> <tr style="height: 59px;"> <td style="height: 59px; width: 214px;">Interface</td> <td style="height: 59px; width: 356px;"> <p>1*SC/APC GPON Port, 4*1000Mbps RJ45 LAN Ports, 1*USB Port, 1*Voip Port, 1*DC Port</p> </td> </tr> <tr style="height: 59px;"> <td style="height: 59px; width: 214px;">Button</td> <td style="height: 59px; width: 356px;">1* Power On/Off Button, 1*WPS Button, 1*WLAN Button, 1 RESET Button，1*LED Button</td> </tr> <tr style="height: 59px;"> <td style="height: 59px; width: 214px;">External Power Supply</td> <td style="height: 59px; width: 356px;">12V DC/1.5A</td> </tr> <tr style="height: 59px;"> <td style="height: 59px; width: 214px;">Power Consumption</td> <td style="height: 59px; width: 356px;">&le;18W</td> </tr> <tr style="height: 59px;"> <td style="height: 59px; width: 214px;">Optical Module</td> <td style="height: 59px; width: 356px;">Class B+</td> </tr> <tr style="height: 59px;"> <td style="height: 59px; width: 214px;">Optical Wavelength</td> <td style="height: 59px; width: 356px;">Transmit at 1310nm, Receive at 1490nm</td> </tr> <tr style="height: 59px;"> <td style="height: 59px; width: 214px;">Transmission Distance</td> <td style="height: 59px; width: 356px;">20Km Max</td> </tr> <tr style="height: 59px;"> <td style="height: 59px; width: 214px;">Bandwidth</td> <td style="height: 59px; width: 356px;">Upstream 1.25Gbps Max, Downstream 2.5Gbps Max</td> </tr> </tbody> </table> | 1 x SC/APC GPON Port, 1 x Gbps LAN, 4 x 1Gbps LAN. Includes 12V PSU. | 1082 | 1431 | 77 | IN STOCK at EXTERNAL supplier. <br> If ordered before 10AM: <br>DELIVERED next business day (main centres) <br>or 3-5 business days (regional areas or large items)<br> COLLECTION from Geewiz available Same Day (approx 4:30pm) | Miro | 1 | https://miro.co.za/img/p/3/8/4/0/3840.jpg | https://miro.co.za/index.php?controller=attachment&id_attachment=4023 | TE-HG9 Data Sheet
3 | Tenda | TE-TES7008 | Tenda GPON 8-port OLT for FTTx | <p><strong>FEATURES</strong></p> <p>TES7008 is a terminal device that meets maximum 1024 GPON ONT access, follows ITU G.984.x standard, and is compatible with ITU-T G.984.4/G.988 OMCI protocol also. TES7008 can provide 1*USB interface, 4*uplink GE ports, 4*uplink optical ports, 2*10-gigabit uplink ports, and 8*GPON ports (splitting ratio of 1:128 and provide downstream bandwidth of 2.5Gbps and upstream bandwidth of 1.25Gbps for each port). Adapt varies scenario such as residential areas, office buildings, urban or rural network construction, video surveillance and so on.</p> <p><strong>PRODUCT SPECIFICATIONS</strong></p> <table style="width: 600px;"> <tbody> <tr style="height: 45px;"> <td style="height: 45px; width: 214px;">Brand</td> <td style="height: 45px; width: 356px;"> <p class="h1 page-title">Tenda</p> </td> </tr> <tr style="height: 42px;"> <td style="height: 42px; width: 214px;">Item model number</td> <td style="height: 42px; width: 356px;"> <p>TE-TES7008</p> </td> </tr> <tr style="height: 59px;"> <td style="height: 59px; width: 214px;">Product Type</td> <td style="height: 59px; width: 356px;"> <p>GPON 8-port OLT</p> </td> </tr> <tr style="height: 59px;"> <td style="height: 59px; width: 214px;">Management Rack</td> <td style="height: 59px; width: 356px;"> <p>1U 19-inch standard box</p> </td> </tr> <tr style="height: 59px;"> <td style="height: 59px; width: 214px;">Uplink Port</td> <td style="height: 59px; width: 356px;"> <p>4 *10/100/1000 Mauto-negotiation Ethernet ports</p> <p>4 *SFP Optical ports, 2 *SFP + 10-Gigabit ports</p> </td> </tr> <tr style="height: 59px;"> <td style="height: 59px; width: 214px;">PON Port</td> <td style="height: 59px; width: 356px;"> <p>8*SFP slot, Follow ITU-TG.984.2ClassB+/ClassC+,</p> <p>Max splitting ratio: 1/128</p> </td> </tr> <tr style="height: 59px;"> <td style="height: 59px; width: 214px;">Management Port</td> <td style="height: 59px; width: 356px;"> <p>1 100/1000BASE-Txout-band Ethernet port</p> <p>1 CONSOLE local management port</p> </td> </tr> <tr style="height: 59px;"> <td style="height: 59px; width: 214px;">USB Port</td> <td style="height: 59px; width: 356px;"> <p>1USB interface(It&rsquo;s used to backup configuration,upgrade program, and record log information)</p> </td> </tr> <tr style="height: 59px;"> <td style="height: 59px; width: 214px;">Working temperature</td> <td style="height: 59px; width: 356px;"> <p>0~50℃</p> </td> </tr> <tr style="height: 59px;"> <td style="height: 59px; width: 214px;">Backplane Bandwidth</td> <td style="height: 59px; width: 356px;">78G</td> </tr> <tr style="height: 59px;"> <td style="height: 59px; width: 214px;">Power supply</td> <td style="height: 59px; width: 356px;"> <p>AC: 100V~240V, 47~63Hz</p> <p>DC: -48V</p> </td> </tr> <tr style="height: 59px;"> <td style="height: 59px; width: 214px;">Maximum power</td> <td style="height: 59px; width: 356px;"> <p>DC: -36V~-72V</p> </td> </tr> </tbody> </table> | Layer 3 | 41899 | 55411 | 77 | IN STOCK at EXTERNAL supplier. <br> If ordered before 10AM: <br>DELIVERED next business day (main centres) <br>or 3-5 business days (regional areas or large items)<br> COLLECTION from Geewiz available Same Day (approx 4:30pm) | Miro | 1 | https://miro.co.za/img/p/3/8/3/7/3837.jpg | https://miro.co.za/index.php?controller=attachment&id_attachment=4021 | TE-TES7008 Data Sheet